## Sheet1
Item Number | Description | Price (Before TAX) | Contact sales | Search Name | Unit Name
1. HANDPIECE |  |  |  |  | LaseMD Ultra
3132110405 | LaseMD Ultra - COVER-FRONT-HP | 5745250 | 6377227.5 | COVER-FRONT-HP | LaseMD Ultra
3132110305 | LaseMD Ultra - COVER_REAR_HP | 6401850 | 7106053.5 | COVER_REAR_HP | LaseMD Ultra
3132101400 | LaseMD Ultra - BALL_PLUNGER | 5252800 | 5830608 | BALL_PLUNGER | LaseMD Ultra
3131400311 | LaseMD Ultra - HP MAGNET BOARD ASS'Y | 10505600 | 11661216 | HP MAGNET BOARD ASS'Y | LaseMD Ultra
3132101600 | LaseMD Ultra - DECO_LING_HP | 6894300 | 7652673 | DECO_LING_HP | LaseMD Ultra
3132101501 | LaseMD Ultra - LENS_LED_HP | 4267900 | 4737369 | LENS_LED_HP | LaseMD Ultra
3131400211 | LaseMD Ultra - HP LED BOARD ASS'Y | 7879200 | 8745912 | HP LED BOARD ASS'Y | LaseMD Ultra
3131800700 | LaseMD Ultra - BRACKET_LASER | 4760350 | 5283988.5 | BRACKET_LASER | LaseMD Ultra
3092401100 | LaseMD Ultra - SHOCK_WATCH | 5252800 | 5830608 | SHOCK_WATCH | LaseMD Ultra
831304003C000 | LaseMD Ultra - Assembly_Window holder | 9520700 | 10567977 | Assembly_Window holder | LaseMD Ultra
3132101900 | LaseMD Ultra - HOLDER_WINDOW_HP | 4267900 | 4737369 | HOLDER_WINDOW_HP | LaseMD Ultra
3130400301 | LaseMD Ultra - WINDOW_HANDPIECE | 8864100 | 9839151 | WINDOW_HANDPIECE | LaseMD Ultra
3132102300 | LaseMD Ultra - SCREW_CAP_A_HP | 4267900 | 4737369 | SCREW_CAP_A_HP | LaseMD Ultra
3132102400 | LaseMD Ultra - SCREW_CAP_B_HP | 4267900 | 4737369 | SCREW_CAP_B_HP | LaseMD Ultra
3132102500 | LaseMD Ultra - SCREW_CAP_C_HP | 4267900 | 4737369 | SCREW_CAP_C_HP | LaseMD Ultra
3132104400 | LaseMD Ultra - HOLDER_JACKET_HP | 4760350 | 5283988.5 | HOLDER_JACKET_HP | LaseMD Ultra
3130600201 | LaseMD Ultra - BASE MOTOR | 15265950 | 16945204.5 | BASE MOTOR | LaseMD Ultra
3130400201 | LaseMD Ultra - MIRROR_HANDPIECE | 12639550 | 14029900.5 | MIRROR_HANDPIECE | LaseMD Ultra
3130601300 | LaseMD Ultra - BENDING MIRROR MOUNT | 6894300 | 7652673 | BENDING MIRROR MOUNT | LaseMD Ultra
3130602100 | LaseMD Ultra - SPACER_HP | 4760350 | 5283988.5 | SPACER_HP | LaseMD Ultra
4110909800 | LaseMD Ultra - ZIPPER_BRAIDED_WRAP | 7386750 | 8199292.5 | ZIPPER_BRAIDED_WRAP | LaseMD Ultra
2. DISPLAY |  |  | 0 |  | LaseMD Ultra
831321112C000 | LaseMD Ultra - Assembly_LCD_FRONT | 60735500 | 67416405 | Assembly_LCD_FRONT | LaseMD Ultra
3132101300 | LaseMD Ultra - COVER_LCD_FRONT | 10505600 | 11661216 | COVER_LCD_FRONT | LaseMD Ultra
3102126000 | LaseMD Ultra - RUBBER_LCD_FRONT | 5252800 | 5830608 | RUBBER_LCD_FRONT | LaseMD Ultra
3102126200 | LaseMD Ultra - BRKT_PANEL_GUIDE_TOUCH_LCD | 5252800 | 5830608 | BRKT_PANEL_GUIDE_TOUCH_LCD | LaseMD Ultra
3102126100 | LaseMD Ultra - BRKT_PANEL_TOUCH_LCD | 8371650 | 9292531.5 | BRKT_PANEL_TOUCH_LCD | LaseMD Ultra
3305703000 | LaseMD Ultra - GUI-LCD PANEL SET_AUO | 27741350 | 30792898.5 | GUI-LCD PANEL SET_AUO | LaseMD Ultra
3305003600 | LaseMD Ultra - GUI-TOUCH CONTROLLER | 12147100 | 13483281 | GUI-TOUCH CONTROLLER | LaseMD Ultra
3306507901 | LaseMD Ultra - WIRE-GUI-TOUCH USB | 5252800 | 5830608 | WIRE-GUI-TOUCH USB | LaseMD Ultra
3306508600 | LaseMD Ultra - WIRE-GUI-LVDS_AUO | 9520700 | 10567977 | WIRE-GUI-LVDS_AUO | LaseMD Ultra
3306508101 | LaseMD Ultra - WIRE_GUI_4-WIRE_RESISTIVE TOUCH PANEL | 5252800 | 5830608 | WIRE_GUI_4-WIRE_RESISTIVE TOUCH PANEL | LaseMD Ultra
3132204900 | LaseMD Ultra - WIRE LCD FG TO FG | 4760350 | 5283988.5 | WIRE LCD FG TO FG | LaseMD Ultra
3132110101 | LaseMD Ultra - COVER_LCD_REAR | 9520700 | 10567977 | COVER_LCD_REAR | LaseMD Ultra
3102118200 | LaseMD Ultra - BLOCK_LCD_REAR | 10013150 | 11114596.5 | BLOCK_LCD_REAR | LaseMD Ultra
3102125700 | LaseMD Ultra - BRKT_LCD_REAR | 5252800 | 5830608 | BRKT_LCD_REAR | LaseMD Ultra
3408912300 | LaseMD Ultra - RUBBER_TN-27 | 4267900 | 4737369 | RUBBER_TN-27 | LaseMD Ultra
3. POWER SUPPLY & CONTROL SYSTEM |  |  | 0 |  | LaseMD Ultra
6120211001 | LaseMD Ultra - SCANNER ASSEMBLE_LaseMD Ultra | 197472450 | 219194419.5 | SCANNER ASSEMBLE_LaseMD Ultra | LaseMD Ultra
3101402210 | LaseMD Ultra - RF15 UPDATE BOARD ASSY | 8371650 | 9292531.5 | RF15 UPDATE BOARD ASSY | LaseMD Ultra
3305004300 | LaseMD Ultra - PC_BOARD_SET_MD18 | 106369200 | 118069812 | PC_BOARD_SET_MD18 | LaseMD Ultra
3131401701 | LaseMD Ultra - MAIN CONTROLLER BD ASSY | 57616650 | 63954481.5 | MAIN CONTROLLER BD ASSY | LaseMD Ultra
3305003310 | LaseMD Ultra - GUI-SOUND-AMP-BOARD | 10998050 | 12207835.5 | GUI-SOUND-AMP-BOARD | LaseMD Ultra
3306216300 | LaseMD Ultra - LCM300Q(SMPS) | 22488550 | 24962290.5 | LCM300Q(SMPS) | LaseMD Ultra
3203801701 | LaseMD Ultra - FIBER LASER MODULE | 1340120600 | 1487533866 | FIBER LASER MODULE | LaseMD Ultra
3306201200 | LaseMD Ultra - FUSE | 4267900 | 4737369 | FUSE | LaseMD Ultra
3306216500 | LaseMD Ultra - AC SOCKET | 10013150 | 11114596.5 | AC SOCKET | LaseMD Ultra
3306700100 | LaseMD Ultra - GND TERMINAL | 4267900 | 4737369 | GND TERMINAL | LaseMD Ultra
3306500900 | LaseMD Ultra - Power Cable | 4760350 | 5283988.5 | Power Cable | LaseMD Ultra
3306507100 | LaseMD Ultra - AC POWER CABLE_8145(110V,13A,3M) | 5252800 | 5830608 | AC POWER CABLE_8145(110V,13A,3M) | LaseMD Ultra
4. MECHANICAL PART |  |  | 0 |  | LaseMD Ultra
3101803701 | LaseMD Ultra - FRONT_HANDLE | 24622500 | 27330975 | FRONT_HANDLE | LaseMD Ultra
3101802101 | LaseMD Ultra - ASSY_BASE_STAND | 23145150 | 25691116.5 | ASSY_BASE_STAND | LaseMD Ultra
3132109301 | LaseMD Ultra - COVER_FRONT-TOP | 18384800 | 20407128 | COVER_FRONT-TOP | LaseMD Ultra
3132109401 | LaseMD Ultra - COVER_FRONT-TOP-DECO | 8371650 | 9292531.5 | COVER_FRONT-TOP-DECO | LaseMD Ultra
3132109501 | LaseMD Ultra - COVER_INCUBATOR | 5745250 | 6377227.5 | COVER_INCUBATOR | LaseMD Ultra
3132107301 | LaseMD Ultra - BRKT_INCUBATOR_PCB | 10013150 | 11114596.5 | BRKT_INCUBATOR_PCB | LaseMD Ultra
3132109901 | LaseMD Ultra - COVER_REAR | 13624450 | 15123139.5 | COVER_REAR | LaseMD Ultra
3112102400 | LaseMD Ultra - HOOK-FOOT SWITCH | 5252800 | 5830608 | HOOK-FOOT SWITCH | LaseMD Ultra
3132107802 | LaseMD Ultra - COVER_UPDATE_PCB | 9520700 | 10567977 | COVER_UPDATE_PCB | LaseMD Ultra
3132400402 | LaseMD Ultra - HOLDER_HANDPIECE | 6894300 | 7652673 | HOLDER_HANDPIECE | LaseMD Ultra
3102117304 | LaseMD Ultra - BASE | 54005350 | 59945938.5 | BASE | LaseMD Ultra
3408100900 | LaseMD Ultra - CASTER | 5745250 | 6377227.5 | CASTER | LaseMD Ultra
3132104300 | LaseMD Ultra - HOLDER_JACKET_BODY | 4760350 | 5283988.5 | HOLDER_JACKET_BODY | LaseMD Ultra
3132109701 | LaseMD Ultra - COVER_SIDE-L | 24130050 | 26784355.5 | COVER_SIDE-L | LaseMD Ultra
3132109601 | LaseMD Ultra - COVER_SIDE-R | 24130050 | 26784355.5 | COVER_SIDE-R | LaseMD Ultra
831321109C000 | LaseMD Ultra - Assembly_STAND | 76001450 | 84361609.5 | Assembly_STAND | LaseMD Ultra
3132110900 | LaseMD Ultra - COVER_STAND_FRONT | 5252800 | 5830608 | COVER_STAND_FRONT | LaseMD Ultra
3102125100 | LaseMD Ultra - CLIP_STAND | 4760350 | 5283988.5 | CLIP_STAND | LaseMD Ultra
3132109204 | LaseMD Ultra - COVER_FRONT_BOTTOM | 19369700 | 21500367 | COVER_FRONT_BOTTOM | LaseMD Ultra
831318034C000 | LaseMD Ultra - Assembly_Vortex | 34635650 | 38445571.5 | Assembly_Vortex | LaseMD Ultra
3131803402 | LaseMD Ultra - ASSY_INCUBATOR_MD18 | 29875300 | 33161583 | ASSY_INCUBATOR_MD18 | LaseMD Ultra
3132104100 | LaseMD Ultra - MIXER_CUP_MD13 | 4267900 | 4737369 | MIXER_CUP_MD13 | LaseMD Ultra
3132104200 | LaseMD Ultra - CUSHION-CUP-MD13 | 5252800 | 5830608 | CUSHION-CUP-MD13 | LaseMD Ultra
3131803101 | LaseMD Ultra - BRKT_INCUBATOR | 6401850 | 7106053.5 | BRKT_INCUBATOR | LaseMD Ultra
3012207300 | LaseMD Ultra - FOOT SWITCH | 15758400 | 17491824 | FOOT SWITCH | LaseMD Ultra
5. HARNESS |  |  | 0 |  | LaseMD Ultra
3132204601 | LaseMD Ultra - WIRE PC BD TO ETHERNET | 5252800 | 5830608 | WIRE PC BD TO ETHERNET | LaseMD Ultra
3132203000 | LaseMD Ultra - WIRE SMPS TO MC BD POWER | 5745250 | 6377227.5 | WIRE SMPS TO MC BD POWER | LaseMD Ultra
3132204400 | LaseMD Ultra - WIRE MC BD TO UPDATE BD | 6401850 | 7106053.5 | WIRE MC BD TO UPDATE BD | LaseMD Ultra
3122210301 | LaseMD Ultra - WIRE GUI SOUND INPUT | 5252800 | 5830608 | WIRE GUI SOUND INPUT | LaseMD Ultra
3132202900 | LaseMD Ultra - WIRE DOOR INTERLOCK BULKHEAD | 5252800 | 5830608 | WIRE DOOR INTERLOCK BULKHEAD | LaseMD Ultra
3132203900 | LaseMD Ultra - WIRE MC BD TO MULTI INPUT 2 | 5252800 | 5830608 | WIRE MC BD TO MULTI INPUT 2 | LaseMD Ultra
3132203400 | LaseMD Ultra - WIRE MC BD TO SD BD CONTROL | 5252800 | 5830608 | WIRE MC BD TO SD BD CONTROL | LaseMD Ultra
3132202800 | LaseMD Ultra - WIRE REMOTE INTERLOCK BULKHEAD | 5252800 | 5830608 | WIRE REMOTE INTERLOCK BULKHEAD | LaseMD Ultra
3132203600 | LaseMD Ultra - WIRE KEY BUTTON BULKHEAD | 7386750 | 8199292.5 | WIRE KEY BUTTON BULKHEAD | LaseMD Ultra
3132204100 | LaseMD Ultra - WIRE MC BD TO PC BD POWER | 5252800 | 5830608 | WIRE MC BD TO PC BD POWER | LaseMD Ultra
3132204501 | LaseMD Ultra - WIRE PC BD TO UPDATE BD USB | 5252800 | 5830608 | WIRE PC BD TO UPDATE BD USB | LaseMD Ultra
3132203100 | LaseMD Ultra - WIRE SMPS TO MC BD CONTROL | 5252800 | 5830608 | WIRE SMPS TO MC BD CONTROL | LaseMD Ultra
3132202700 | LaseMD Ultra - WIRE FOOT SWITCH BULKHEAD | 5252800 | 5830608 | WIRE FOOT SWITCH BULKHEAD | LaseMD Ultra
3132202600 | LaseMD Ultra - WIRE EMERGENCY OFF BULKHEAD | 11490500 | 12754455 | WIRE EMERGENCY OFF BULKHEAD | LaseMD Ultra
3132203800 | LaseMD Ultra - WIRE MC BD TO MULTI INPUT 1 | 5252800 | 5830608 | WIRE MC BD TO MULTI INPUT 1 | LaseMD Ultra
3122210101 | LaseMD Ultra - WIRE GUI SOUND SPEAKER | 5252800 | 5830608 | WIRE GUI SOUND SPEAKER | LaseMD Ultra
3132203700 | LaseMD Ultra - WIRE MC BD TO KEY BUTTON | 5252800 | 5830608 | WIRE MC BD TO KEY BUTTON | LaseMD Ultra
3132203202 | LaseMD Ultra - WIRE MC BD TO LASER MODULE | 17892350 | 19860508.5 | WIRE MC BD TO LASER MODULE | LaseMD Ultra
3132203300 | LaseMD Ultra - WIRE MC BD TO SD BD POWER | 5252800 | 5830608 | WIRE MC BD TO SD BD POWER | LaseMD Ultra
3132204201 | LaseMD Ultra - WIRE MC BD TO PC BD REMOTE | 4760350 | 5283988.5 | WIRE MC BD TO PC BD REMOTE | LaseMD Ultra
3122210201 | LaseMD Ultra - WIRE-GUI-SOUND-POWER | 5745250 | 6377227.5 | WIRE-GUI-SOUND-POWER | LaseMD Ultra
3132204000 | LaseMD Ultra - WIRE MC BD TO CIRCULATION FAN | 5252800 | 5830608 | WIRE MC BD TO CIRCULATION FAN | LaseMD Ultra
3132204301 | LaseMD Ultra - WIRE MC BD TO PC BD SERIAL | 4760350 | 5283988.5 | WIRE MC BD TO PC BD SERIAL | LaseMD Ultra
3132204702 | LaseMD Ultra - WIRE AC SOCKET TO SMPS | 5252800 | 5830608 | WIRE AC SOCKET TO SMPS | LaseMD Ultra
3132204800 | LaseMD Ultra - WIRE KEY BUTTON FG TO FG | 4760350 | 5283988.5 | WIRE KEY BUTTON FG TO FG | LaseMD Ultra
3132201212 | LaseMD Ultra - WIRE SCANNER DRIVER TO SCANNER | 6894300 | 7652673 | WIRE SCANNER DRIVER TO SCANNER | LaseMD Ultra
3132201110 | LaseMD Ultra - WIRE CONTROLLER TO HANDPIECE | 5252800 | 5830608 | WIRE CONTROLLER TO HANDPIECE | LaseMD Ultra
6. ACCESSORY |  |  | 0 |  | LaseMD Ultra
4100500700 | LaseMD Ultra - OPTIC_GOGGLE | Contact sales | Contact sales | OPTIC_GOGGLE | LaseMD Ultra
4100503600 | LaseMD Ultra - GOGGLE_PATIENT | Contact sales | Contact sales | GOGGLE_PATIENT | LaseMD Ultra
3137101300 | LaseMD Ultra - FOOT SWITCH ASSY | Contact sales | Contact sales | FOOT SWITCH ASSY | LaseMD Ultra
1. HEAD COMPONENT |  |  | 0 |  | Healite II
830705004C007 | Healite II - Assembly_830 LED BOARD | 28726250 | 31886137.5 | Assembly_830 LED BOARD | Healite II
830705004C012 | Healite II - Assembly_830 LED BOARD SIDE | 28726250 | 31886137.5 | Assembly_830 LED BOARD SIDE | Healite II
830705008C007 | Healite II - Assembly_830/633 LED BOARD | 29218700 | 32432757 | Assembly_830/633 LED BOARD | Healite II
830705008C012 | Healite II - Assembly_830/633 LED BOARD SIDE | 29218700 | 32432757 | Assembly_830/633 LED BOARD SIDE | Healite II
830705009C007 | Healite II - Assembly_830/415 LED BOARD | 38739400 | 43000734 | Assembly_830/415 LED BOARD | Healite II
830705009C012 | Healite II - Assembly_830/415 LED BOARD SIDE | 38739400 | 43000734 | Assembly_830/415 LED BOARD SIDE | Healite II
3070500411 | Healite II - 830nm LED Board Assembly | 26099850 | 28970833.5 | 830nm LED Board Assembly | Healite II
3070500810 | Healite II - 830/633nm LED Board Assembly | 26756450 | 29699659.5 | 830/633nm LED Board Assembly | Healite II
3070500910 | Healite II - 830/415nm LED Board Assembly | 36113000 | 40085430 | 830/415nm LED Board Assembly | Healite II
3408905700 | Healite II - Thermally Adhesive Tape | 3611300 | 4008543 | Thermally Adhesive Tape | Healite II
3070900701 | Healite II - Heatsink LED | 5252800 | 5830608 | Heatsink LED | Healite II
3070901200 | Healite II - Heatsink LED SIDE | 5252800 | 5830608 | Heatsink LED SIDE | Healite II
3408702700 | Healite II - Torque Hinge | 5745250 | 6377227.5 | Torque Hinge | Healite II
3071809601 | Healite II - Support VESA BRKT | 6237700 | 6923847 | Support VESA BRKT | Healite II
3072101401 | Healite II - COVER_MAIN_LED | 8371650 | 9292531.5 | COVER_MAIN_LED | Healite II
3305506400 | Healite II - DC Fan | 4103750 | 4555162.5 | DC Fan | Healite II
3072101701 | Healite II - COVER_LED | 5745250 | 6377227.5 | COVER_LED | Healite II
3071810600 | Healite II - BRKT_FAN_FIXTURE | 5252800 | 5830608 | BRKT_FAN_FIXTURE | Healite II
3070600200 | Healite II - Lens LED | 4596200 | 5101782 | Lens LED | Healite II
3072101800 | Healite II - Handle Cover LED | 4596200 | 5101782 | Handle Cover LED | Healite II
3072101300 | Healite II - Cap Screw | 3611300 | 4008543 | Cap Screw | Healite II
3072101100 | Healite II - Module top cover | 11982950 | 13301074.5 | Module top cover | Healite II
3072400101 | Healite II - Rubber Handle - R | 5252800 | 5830608 | Rubber Handle - R | Healite II
3072400201 | Healite II - Rubber Handle - L | 5252800 | 5830608 | Rubber Handle - L | Healite II
3072101200 | Healite II - Pivot plate support Assy | 5252800 | 5830608 | Pivot plate support Assy | Healite II
3071809700 | Healite II - BRKT module top cover | 5252800 | 5830608 | BRKT module top cover | Healite II
3062100401 | Healite II - COVER-HANDPIECE LED | 4596200 | 5101782 | COVER-HANDPIECE LED | Healite II
3071400911 | Healite II - Indicate LED Board Ass'y | 4596200 | 5101782 | Indicate LED Board Ass'y | Healite II
3071500601 | Healite II - Cover PCB Indicator | 4596200 | 5101782 | Cover PCB Indicator | Healite II
3071400613 | Healite II - CONNECTION BOARD ASS'Y | 8864100 | 9839151 | CONNECTION BOARD ASS'Y | Healite II
3071500701 | Healite II - Cover PCB Connector | 4596200 | 5101782 | Cover PCB Connector | Healite II
3072102500 | Healite II - HOOK LED COVER | 3611300 | 4008543 | HOOK LED COVER | Healite II
2. POWER SUPPLY & CONTROL SYSTEM |  |  | 0 |  | Healite II
3306210300 | Healite II - AC Power Socket | 3611300 | 4008543 | AC Power Socket | Healite II
3306216300 | Healite II - LCM300Q(SMPS) | 21996100 | 24415671 | LCM300Q(SMPS) | Healite II
3072203910 | Healite II - INLET AC WIRE | 3611300 | 4008543 | INLET AC WIRE | Healite II
3071400515 | Healite II - UI BOARD ASSY | 22981000 | 25508910 | UI BOARD ASSY | Healite II
3071810500 | Healite II - LCD PAD | 4103750 | 4555162.5 | LCD PAD | Healite II
3306219100 | Healite II - METAL SWITCH | 4103750 | 4555162.5 | METAL SWITCH | Healite II
3072203810 | Healite II - REMOTE CONTROL WIRE | 3611300 | 4008543 | REMOTE CONTROL WIRE | Healite II
3306201200 | Healite II - FUSE | 3611300 | 4008543 | FUSE | Healite II
3. MECHANICAL PART |  |  | 0 |  | Healite II
3071809801 | Healite II - Base | 44977100 | 49924581 | Base | Healite II
3408100900 | Healite II - CASTER | 5252800 | 5830608 | CASTER | Healite II
3071200303 | Healite II - Bracket SMPS | 10505600 | 11661216 | Bracket SMPS | Healite II
3071809102 | Healite II - Deco Side | 6237700 | 6923847 | Deco Side | Healite II
3071809000 | Healite II - Stand | 14116900 | 15669759 | Stand | Healite II
3071809200 | Healite II - Bracket Stand | 5252800 | 5830608 | Bracket Stand | Healite II
3072101501 | Healite II - Deco base | 5745250 | 6377227.5 | Deco base | Healite II
3072100201 | Healite II - Cover Top | 5252800 | 5830608 | Cover Top | Healite II
3071500100 | Healite II - Pad LCD | 3611300 | 4008543 | Pad LCD | Healite II
3071500200 | Healite II - BRACKET LCD | 4103750 | 4555162.5 | BRACKET LCD | Healite II
3071809302 | Healite II - Handle | 27741350 | 30792898.5 | Handle | Healite II
3071808103 | Healite II - ARM | 70748650 | 78531001.5 | ARM | Healite II
3306500900 | Healite II - Power Cable | 4103750 | 4555162.5 | Power Cable | Healite II
3306507100 | Healite II - AC POWER CABLE_8145(110V,13A,3M) | 4596200 | 5101782 | AC POWER CABLE_8145(110V,13A,3M) | Healite II
4. HARNESS |  |  | 0 |  | Healite II
3072201711 | Healite II - LED BOARD CONNECTION1 WIRE | 3611300 | 4008543 | LED BOARD CONNECTION1 WIRE | Healite II
3072201811 | Healite II - LED BOARD CONNECTION2 WIRE | 3611300 | 4008543 | LED BOARD CONNECTION2 WIRE | Healite II
3072201911 | Healite II - LED BOARD CONNECTION3 WIRE | 3611300 | 4008543 | LED BOARD CONNECTION3 WIRE | Healite II
3072202011 | Healite II - LED BOARD CONNECTION4 WIRE | 3611300 | 4008543 | LED BOARD CONNECTION4 WIRE | Healite II
3072202111 | Healite II - LED BOARD CONNECTION5 WIRE | 3611300 | 4008543 | LED BOARD CONNECTION5 WIRE | Healite II
3072202211 | Healite II - INDICATE CONTROL WIRE | 4103750 | 4555162.5 | INDICATE CONTROL WIRE | Healite II
3072202414 | Healite II - ARM CONNECTION WIRE | 11490500 | 12754455 | ARM CONNECTION WIRE | Healite II
3072202813 | Healite II - UI DC POWER WIRE | 6730150 | 7470466.5 | UI DC POWER WIRE | Healite II
3072202913 | Healite II - SMPS DC POWER WIRE | 4103750 | 4555162.5 | SMPS DC POWER WIRE | Healite II
3072203312 | Healite II - INLET EARTH WIRE | 3611300 | 4008543 | INLET EARTH WIRE | Healite II
5. ACCESSORY |  |  | 0 |  | Healite II
4100503700 | Healite II - GOGGLE_USER_HEALITE_G | Contact sales | Contact sales | GOGGLE_USER_HEALITE_G | Healite II
4100502300 | Healite II - GOGGLE ASSY | Contact sales | Contact sales | GOGGLE ASSY | Healite II
6070402006 | Healite II - 830/590nm HEAD | Contact sales | Contact sales | 830/590nm HEAD | Healite II
6070402005 | Healite II - 830/415nm HEAD | Contact sales | Contact sales | 830/415nm HEAD | Healite II
6070402004 | Healite II - 830/633nm HEAD | Contact sales | Contact sales | 830/633nm HEAD | Healite II
1. ARTICULATED ARM |  |  | 0 |  | HOLLYWOOD SPECTRA
3408006201 | Hollywood Spectra - ASSY_ARM_VA20_TOTAL_D-GRAY | 695996000 | 772555560 | ASSY_ARM_VA20_TOTAL_D-GRAY | HOLLYWOOD SPECTRA
3012231500 | Hollywood Spectra - HANDPIECE WIRE 2 | 5581100 | 6195021 | HANDPIECE WIRE 2 | HOLLYWOOD SPECTRA
3012283800 | Hollywood Spectra - HANDPIECE WIRE 3 | 9192400 | 10203564 | HANDPIECE WIRE 3 | HOLLYWOOD SPECTRA
3012284700 | Hollywood Spectra - HANDPIECE WIRE 4 | 9192400 | 10203564 | HANDPIECE WIRE 4 | HOLLYWOOD SPECTRA
3010114900 | Hollywood Spectra - H.P. window | 17564050 | 19496095.5 | H.P. window | HOLLYWOOD SPECTRA
3010106202 | Hollywood Spectra - ARM/LAUNCH MIRROR | 14937650 | 16580791.5 | ARM/LAUNCH MIRROR | HOLLYWOOD SPECTRA
3010401803 | Hollywood Spectra - ARM MIRROR | 14937650 | 16580791.5 | ARM MIRROR | HOLLYWOOD SPECTRA
3010408300 | Hollywood Spectra - ODS ARM MIRROR | 16579150 | 18402856.5 | ODS ARM MIRROR | HOLLYWOOD SPECTRA
3010718600 | Hollywood Spectra - AIMINGBEAM_MODULE | 39560150 | 43911766.5 | AIMINGBEAM_MODULE | HOLLYWOOD SPECTRA
3010408400 | Hollywood Spectra - AIMING BE LENS 1 | 16579150 | 18402856.5 | AIMING BE LENS 1 | HOLLYWOOD SPECTRA
3010408500 | Hollywood Spectra - AIMING BE LENS 2 | 14937650 | 16580791.5 | AIMING BE LENS 2 | HOLLYWOOD SPECTRA
3010125200 | Hollywood Spectra - AIMING BEAM MODULE | 7715050 | 8563705.5 | AIMING BEAM MODULE | HOLLYWOOD SPECTRA
2. HANDPIECE |  |  | 0 |  | HOLLYWOOD SPECTRA
830101149C517 | Hollywood Spectra - Assembly_Window holder | 19205550 | 21318160.5 | Assembly_Window holder | HOLLYWOOD SPECTRA
830104025C710 | Hollywood Spectra - Assembly_Window holder | 11326350 | 12572248.5 | Assembly_Window holder | HOLLYWOOD SPECTRA
3011410901 | Hollywood Spectra - ZOOM HP BOARD ASS'Y | 6073550 | 6741640.5 | ZOOM HP BOARD ASS'Y | HOLLYWOOD SPECTRA
3011410812 | Hollywood Spectra - DYE HP BOARD ASS'Y | 5581100 | 6195021 | DYE HP BOARD ASS'Y | HOLLYWOOD SPECTRA
3010405101 | Hollywood Spectra - Plano Convex Lens | 12311250 | 13665487.5 | Plano Convex Lens | HOLLYWOOD SPECTRA
3010119000 | Hollywood Spectra - AR COATED MLA30 | 120321950 | 133557364.5 | AR COATED MLA30 | HOLLYWOOD SPECTRA
3010400201 | Hollywood Spectra - Bi-Concave Lens | 14937650 | 16580791.5 | Bi-Concave Lens | HOLLYWOOD SPECTRA
3010400901 | Hollywood Spectra - Convex Lens | 14937650 | 16580791.5 | Convex Lens | HOLLYWOOD SPECTRA
3010401501 | Hollywood Spectra - 532nm Filter | 16086700 | 17856237 | 532nm Filter | HOLLYWOOD SPECTRA
3010405800 | Hollywood Spectra - OC Mirror - R | 14937650 | 16580791.5 | OC Mirror - R | HOLLYWOOD SPECTRA
3010407000 | Hollywood Spectra - 3-8 HP BICX LENS | 14937650 | 16580791.5 | 3-8 HP BICX LENS | HOLLYWOOD SPECTRA
3010407100 | Hollywood Spectra - 3-8 HP BICC LENS | 17564050 | 19496095.5 | 3-8 HP BICC LENS | HOLLYWOOD SPECTRA
3010407700 | Hollywood Spectra - S-FILTER | 17564050 | 19496095.5 | S-FILTER | HOLLYWOOD SPECTRA
3010408600 | Hollywood Spectra - HR MIRROR - 5DEG WEDGE | 16579150 | 18402856.5 | HR MIRROR - 5DEG WEDGE | HOLLYWOOD SPECTRA
3010702600 | Hollywood Spectra - CAP_WIRE_HP | 5581100 | 6195021 | CAP_WIRE_HP | HOLLYWOOD SPECTRA
3010702700 | Hollywood Spectra - SPACER_S_FILTER | 5581100 | 6195021 | SPACER_S_FILTER | HOLLYWOOD SPECTRA
3010702800 | Hollywood Spectra - HOLDER_S_FILTER | 6073550 | 6741640.5 | HOLDER_S_FILTER | HOLLYWOOD SPECTRA
3010702900 | Hollywood Spectra - RING_NUT_S_FILTER | 6566000 | 7288260 | RING_NUT_S_FILTER | HOLLYWOOD SPECTRA
3010717901 | Hollywood Spectra - ASSY_TIP_ROD_3-8 | 12967850 | 14394313.5 | ASSY_TIP_ROD_3-8 | HOLLYWOOD SPECTRA
3012238014 | Hollywood Spectra - WIRE_HANDPIECE WIRE 5 | 6566000 | 7288260 | WIRE_HANDPIECE WIRE 5 | HOLLYWOOD SPECTRA
3. HEAD COMPONENT |  |  | 0 |  | HOLLYWOOD SPECTRA
3010102501 | Hollywood Spectra - HR MIRROR | 20190450 | 22411399.5 | HR MIRROR | HOLLYWOOD SPECTRA
3010125400 | Hollywood Spectra - Pockel Cell | 151182150 | 167812186.5 | Pockel Cell | HOLLYWOOD SPECTRA
3010100501 | Hollywood Spectra - Quarter WAVE PLATE | 17564050 | 19496095.5 | Quarter WAVE PLATE | HOLLYWOOD SPECTRA
830101095C364 | Hollywood Spectra - Assembly_Polarizer mount | 17071600 | 18949476 | Assembly_Polarizer mount | HOLLYWOOD SPECTRA
3010125500 | Hollywood Spectra - OC MIRROR | 156434950 | 173642794.5 | OC MIRROR | HOLLYWOOD SPECTRA
3010105600 | Hollywood Spectra - BENDING MIRROR | 13952750 | 15487552.5 | BENDING MIRROR | HOLLYWOOD SPECTRA
3010106402 | Hollywood Spectra - KTP | 98818300 | 109688313 | KTP | HOLLYWOOD SPECTRA
830101032C026 | Hollywood Spectra - Assembly_Separator mirror & window | 23309300 | 25873323 | Assembly_Separator mirror & window | HOLLYWOOD SPECTRA
3010106301 | Hollywood Spectra - 532nm attenuator | 10341450 | 11479009.5 | 532nm attenuator | HOLLYWOOD SPECTRA
3010106202 | Hollywood Spectra - ARM/LAUNCH MIRROR | 14937650 | 16580791.5 | ARM/LAUNCH MIRROR | HOLLYWOOD SPECTRA
6010628001 | Hollywood Spectra - ASSY PUMP CHAMBER_OSC_SPECTRA | 336671650 | 373705531.5 | ASSY PUMP CHAMBER_OSC_SPECTRA | HOLLYWOOD SPECTRA
6010628002 | Hollywood Spectra - ASSY PUMP CHAMBER_AMP_SPECTRA | 345043300 | 382998063 | ASSY PUMP CHAMBER_AMP_SPECTRA | HOLLYWOOD SPECTRA
3010110300 | Hollywood Spectra - FLASHLAMP | 33322450 | 36987919.5 | FLASHLAMP, FLASH LAMP | HOLLYWOOD SPECTRA
3203301702 | Hollywood Spectra - KG2 Filter | 14937650 | 16580791.5 | KG2 Filter | HOLLYWOOD SPECTRA
3012400303 | Hollywood Spectra - CalibrationCeramic | 5581100 | 6195021 | CalibrationCeramic | HOLLYWOOD SPECTRA
3203301801 | Hollywood Spectra - Diffuser | 8207500 | 9110325 | Diffuser | HOLLYWOOD SPECTRA
4090301400 | Hollywood Spectra - TUBE ELBOW UNION (ATEU 0606W) | 5088650 | 5648401.5 | TUBE ELBOW UNION (ATEU 0606W) | HOLLYWOOD SPECTRA
3010408200 | Hollywood Spectra - 532NM COMPENSATION LENS | 14937650 | 16580791.5 | 532NM COMPENSATION LENS | HOLLYWOOD SPECTRA
HEAD COMPONENT (new) |  |  | 0 |  | HOLLYWOOD SPECTRA
3010127100 | Hollywood Spectra - OC MIRROR | 62212850 | 69056263.5 | OC MIRROR | HOLLYWOOD SPECTRA
6010628011 | Hollywood Spectra - ASSY PUMP CHAMBER_OSC_SPECTRA_2 | 218319500 | 242334645 | ASSY PUMP CHAMBER_OSC_SPECTRA_2 | HOLLYWOOD SPECTRA
6010628012 | Hollywood Spectra - ASSY PUMP CHAMBER_AMP_SPECTRA_2 | 264281500 | 293352465 | ASSY PUMP CHAMBER_AMP_SPECTRA_2 | HOLLYWOOD SPECTRA
3010127400 | Hollywood Spectra - WEDGE POCKELS CELL | 120814400 | 134103984 | WEDGE POCKELS CELL | HOLLYWOOD SPECTRA
3010109501 | Hollywood Spectra - POLARIZER | 17071600 | 18949476 | POLARIZER | HOLLYWOOD SPECTRA
4. POWER SUPPLY & CONTROL SYSTEM |  |  | 0 |  | HOLLYWOOD SPECTRA
3305701802 | Hollywood Spectra - 8"_GUI_MODULE_WIN10 | 90939100 | 100942401 | 8"_GUI_MODULE_WIN10 | HOLLYWOOD SPECTRA
3011410401 | Hollywood Spectra - GENDER BOARD ASS'Y | 7715050 | 8563705.5 | GENDER BOARD ASS'Y | HOLLYWOOD SPECTRA
3011201602 | Hollywood Spectra - INDUCTOR CASE ASSY | 41694100 | 46280451 | INDUCTOR CASE ASSY | HOLLYWOOD SPECTRA
3305301500 | Hollywood Spectra - DMF-M135107KB (CAPACITOR) | 20190450 | 22411399.5 | DMF-M135107KB (CAPACITOR) | HOLLYWOOD SPECTRA
3011133803 | Hollywood Spectra - VA20 LP-3500 CHARGE ASSY (220V) | 169566950 | 188219314.5 | VA20 LP-3500 CHARGE ASSY (220V) | HOLLYWOOD SPECTRA
3011133902 | Hollywood Spectra - VA20 LP-3500 CHARGE ASSY (110V) | 169566950 | 188219314.5 | VA20 LP-3500 CHARGE ASSY (110V) | HOLLYWOOD SPECTRA
3011129611 | Hollywood Spectra - Discharge A'ssy | 56960050 | 63225655.5 | Discharge A'ssy | HOLLYWOOD SPECTRA
3011421600 | Hollywood Spectra - SYSTEM BOARD ASS'Y | 32830000 | 36441300 | SYSTEM BOARD ASS'Y | HOLLYWOOD SPECTRA
3011415317 | Hollywood Spectra - SYSTEM BOARD ASS'Y | 32830000 | 36441300 | SYSTEM BOARD ASS'Y | HOLLYWOOD SPECTRA
3011121016 | Hollywood Spectra - Junction Board Ass'y(220V) | 17564050 | 19496095.5 | Junction Board Ass'y(220V) | HOLLYWOOD SPECTRA
3011124212 | Hollywood Spectra - Junction Board Ass'y(110V) | 17564050 | 19496095.5 | Junction Board Ass'y(110V) | HOLLYWOOD SPECTRA
3011129413 | Hollywood Spectra - SIMMER BOARD ASSY | 46454450 | 51564439.5 | SIMMER BOARD ASSY | HOLLYWOOD SPECTRA
3011129511 | Hollywood Spectra - System SMPS Board Ass'y | 20190450 | 22411399.5 | System SMPS Board Ass'y | HOLLYWOOD SPECTRA
3306214900 | Hollywood Spectra - (Main) Contactor | 11326350 | 12572248.5 | (Main) Contactor | HOLLYWOOD SPECTRA
3306214400 | Hollywood Spectra - (Main) Contactor | 10833900 | 12025629 | (Main) Contactor | HOLLYWOOD SPECTRA
3017100200 | Hollywood Spectra - Q-DRIVER_HOLLYWOOD SPECTRA | 115561600 | 128273376 | Q-DRIVER_HOLLYWOOD SPECTRA | HOLLYWOOD SPECTRA
3011410515 | Hollywood Spectra - CALIBRATION BOARD ASS'Y | 7058450 | 7834879.5 | CALIBRATION BOARD ASS'Y | HOLLYWOOD SPECTRA
3011410613 | Hollywood Spectra - CALIBRATION SENSOR BOARD ASS'Y | 21339500 | 23686845 | CALIBRATION SENSOR BOARD ASS'Y | HOLLYWOOD SPECTRA
3011410701 | Hollywood Spectra - CALIBRATION CHECK BOARD ASS'Y | 7058450 | 7834879.5 | CALIBRATION CHECK BOARD ASS'Y | HOLLYWOOD SPECTRA
3011411512 | Hollywood Spectra - ARM CHECK BOARD ASS'Y | 6073550 | 6741640.5 | ARM CHECK BOARD ASS'Y | HOLLYWOOD SPECTRA
3011122800 | Hollywood Spectra - Line Filter Board Ass'y | 11818800 | 13118868 | Line Filter Board Ass'y | HOLLYWOOD SPECTRA
3012229600 | Hollywood Spectra - KEY SWITCH WIRE | 13460300 | 14940933 | KEY SWITCH WIRE | HOLLYWOOD SPECTRA
833062208C299 | Hollywood Spectra - Assembly_Emergency Switch | 12311250 | 13665487.5 | Assembly_Emergency Switch | HOLLYWOOD SPECTRA
3306220800 | Hollywood Spectra - Emergency Switch | 11326350 | 12572248.5 | Emergency Switch | HOLLYWOOD SPECTRA
3012229912 | Hollywood Spectra - EXT PORT WIRE 1 | 5581100 | 6195021 | EXT PORT WIRE 1 | HOLLYWOOD SPECTRA
3306200700 | Hollywood Spectra - Fuse | 5088650 | 5648401.5 | Fuse | HOLLYWOOD SPECTRA
3306211600 | Hollywood Spectra - Fuse | 5088650 | 5648401.5 | Fuse | HOLLYWOOD SPECTRA
3012236600 | Hollywood Spectra - SWITCH & FUSE WIRE 1 | 5581100 | 6195021 | SWITCH & FUSE WIRE 1 | HOLLYWOOD SPECTRA
3012236700 | Hollywood Spectra - SWITCH & FUSE WIRE 2 | 5581100 | 6195021 | SWITCH & FUSE WIRE 2 | HOLLYWOOD SPECTRA
3306700100 | Hollywood Spectra - GND TERMINAL | 5088650 | 5648401.5 | GND TERMINAL | HOLLYWOOD SPECTRA
3306216000 | Hollywood Spectra - Power Switch | 5088650 | 5648401.5 | Power Switch | HOLLYWOOD SPECTRA
3306601400 | Hollywood Spectra - Remote Interlock Connector | 6073550 | 6741640.5 | Remote Interlock Connector | HOLLYWOOD SPECTRA
3306505800 | Hollywood Spectra - SPECTRA POWER CORD WIRE | 9192400 | 10203564 | SPECTRA POWER CORD WIRE | HOLLYWOOD SPECTRA
3306505500 | Hollywood Spectra - VA08_Power Cord(110V) Ass'y | 11326350 | 12572248.5 | VA08_Power Cord(110V) Ass'y | HOLLYWOOD SPECTRA
4110700400 | Hollywood Spectra - CABLE GLAND (PG-11) | 5088650 | 5648401.5 | CABLE GLAND (PG-11) | HOLLYWOOD SPECTRA
3012207300 | Hollywood Spectra - FOOT SWITCH | 16579150 | 18402856.5 | FOOT SWITCH | HOLLYWOOD SPECTRA
5. COOLING SYSTEM |  |  | 0 |  | HOLLYWOOD SPECTRA
830109056C300 | Hollywood Spectra - Assembly_Water Tank | 19698000 | 21864780 | Assembly_Water Tank | HOLLYWOOD SPECTRA
3010905603 | Hollywood Spectra - WATER TANK | 12311250 | 13665487.5 | WATER TANK | HOLLYWOOD SPECTRA
3010921400 | Hollywood Spectra - INDICATOR_ NIPPLE_ASSY | 7715050 | 8563705.5 | INDICATOR_ NIPPLE_ASSY | HOLLYWOOD SPECTRA
3012230001 | Hollywood Spectra - WIRE WATER LEVEL | 6566000 | 7288260 | WIRE WATER LEVEL | HOLLYWOOD SPECTRA
3010900300 | Hollywood Spectra - TANK INPUT NIPPLE | 5088650 | 5648401.5 | TANK INPUT NIPPLE | HOLLYWOOD SPECTRA
3010900500 | Hollywood Spectra - TANK INPUT NIPPLE | 5088650 | 5648401.5 | TANK INPUT NIPPLE | HOLLYWOOD SPECTRA
3010900900 | Hollywood Spectra - TANK INPUT NIPPLE | 5088650 | 5648401.5 | TANK INPUT NIPPLE | HOLLYWOOD SPECTRA
3010901000 | Hollywood Spectra - TANK INPUT NIPPLE | 5088650 | 5648401.5 | TANK INPUT NIPPLE | HOLLYWOOD SPECTRA
3408901900 | Hollywood Spectra - INDICICATOR_TUBE_ASSY | 8699950 | 9656944.5 | INDICICATOR_TUBE_ASSY | HOLLYWOOD SPECTRA
3012229801 | Hollywood Spectra - WATER TEMPERATURE SENSOR WIRE | 7058450 | 7834879.5 | WATER TEMPERATURE SENSOR WIRE | HOLLYWOOD SPECTRA
3010901701 | Hollywood Spectra - PUMP T-NIPPLE | 6566000 | 7288260 | PUMP T-NIPPLE | HOLLYWOOD SPECTRA
3305503800 | Hollywood Spectra - Water Pump | 42679000 | 47373690 | Water Pump | HOLLYWOOD SPECTRA
3305504000 | Hollywood Spectra - Water Pump | 42186550 | 46827070.5 | Water Pump | HOLLYWOOD SPECTRA
3011516600 | Hollywood Spectra - Flow Switch A | 8207500 | 9110325 | Flow Switch A | HOLLYWOOD SPECTRA
3408600600 | Hollywood Spectra - DI_FILTER | 8699950 | 9656944.5 | DI_FILTER | HOLLYWOOD SPECTRA
3010921301 | Hollywood Spectra - HEAT EXCHANGER | 43828050 | 48649135.5 | HEAT EXCHANGER | HOLLYWOOD SPECTRA
3305505900 | Hollywood Spectra - Fan | 10833900 | 12025629 | Fan | HOLLYWOOD SPECTRA
3305506110 | Hollywood Spectra - Fan | 10833900 | 12025629 | Fan | HOLLYWOOD SPECTRA
6. MECHANICAL PART |  |  | 0 |  | HOLLYWOOD SPECTRA
3012154900 | Hollywood Spectra - ASSY_LOGO_LCD_HS | 17071600 | 18949476 | ASSY_LOGO_LCD_HS | HOLLYWOOD SPECTRA
3012109300 | Hollywood Spectra - 8INCH LCD GASKET | 5581100 | 6195021 | 8INCH LCD GASKET | HOLLYWOOD SPECTRA
3012154800 | Hollywood Spectra - ASSY_LOGO_FRONT_HS | 18056500 | 20042715 | ASSY_LOGO_FRONT_HS | HOLLYWOOD SPECTRA
3012154101 | Hollywood Spectra - TOP_COVER_A-TYPE(ST) | 17071600 | 18949476 | TOP_COVER_A-TYPE(ST) | HOLLYWOOD SPECTRA
3012158700 | Hollywood Spectra - ASSY_LOGO_LEFT_COVER | 18056500 | 20042715 | ASSY_LOGO_LEFT_COVER | HOLLYWOOD SPECTRA
3012158800 | Hollywood Spectra - ASSY_LOGO_RIGHT_COVER | 18056500 | 20042715 | ASSY_LOGO_RIGHT_COVER | HOLLYWOOD SPECTRA
3012106001 | Hollywood Spectra - LEFT SIDE WINDOW PLATE_1 | 5581100 | 6195021 | LEFT SIDE WINDOW PLATE_1 | HOLLYWOOD SPECTRA
3012153001 | Hollywood Spectra - LEFT_SIDE_WINDOW_ANGLE_1 | 7058450 | 7834879.5 | LEFT_SIDE_WINDOW_ANGLE_1 | HOLLYWOOD SPECTRA
3011886300 | Hollywood Spectra - HANDLE_D-GRAY | 13460300 | 14940933 | HANDLE_D-GRAY | HOLLYWOOD SPECTRA
3408100700 | Hollywood Spectra - SWIVEL CASTOR | 7715050 | 8563705.5 | SWIVEL CASTOR | HOLLYWOOD SPECTRA
3012152601 | Hollywood Spectra - REAR_COVER_ANGLE_ASSY | 19205550 | 21318160.5 | REAR_COVER_ANGLE_ASSY | HOLLYWOOD SPECTRA
3112102400 | Hollywood Spectra - HOOK-FOOT SWITCH | 6073550 | 6741640.5 | HOOK-FOOT SWITCH | HOLLYWOOD SPECTRA
3408701100 | Hollywood Spectra - CABLE HANGER | 8699950 | 9656944.5 | CABLE HANGER | HOLLYWOOD SPECTRA
3012311900 | Hollywood Spectra - LOGO_FRONT_HOLLYWOOD_SPECTRA | 7058450 | 7834879.5 | LOGO_FRONT_HOLLYWOOD_SPECTRA | HOLLYWOOD SPECTRA
3012312000 | Hollywood Spectra - LOGO_LCD_HOLLYWOOD_SPECTRA | 7058450 | 7834879.5 | LOGO_LCD_HOLLYWOOD_SPECTRA | HOLLYWOOD SPECTRA
7. HARNESS |  |  | 0 |  | HOLLYWOOD SPECTRA
3012231711 | Hollywood Spectra - SYSTEM TO CALIBRATION BOARD WIRE | 5581100 | 6195021 | SYSTEM TO CALIBRATION BOARD WIRE | HOLLYWOOD SPECTRA
3012232312 | Hollywood Spectra - HEAD TO GENDER WIRE 1 | 6073550 | 6741640.5 | HEAD TO GENDER WIRE 1 | HOLLYWOOD SPECTRA
3012232412 | Hollywood Spectra - HEAD TO GENDER WIRE 2 | 6566000 | 7288260 | HEAD TO GENDER WIRE 2 | HOLLYWOOD SPECTRA
3012232501 | Hollywood Spectra - HEAD TO GENDER WIRE 3 | 5581100 | 6195021 | HEAD TO GENDER WIRE 3 | HOLLYWOOD SPECTRA
3012232700 | Hollywood Spectra - KTP SWITCH WIRE 1 (VA08) | 5088650 | 5648401.5 | KTP SWITCH WIRE 1 (VA08) | HOLLYWOOD SPECTRA
3012232800 | Hollywood Spectra - KTP SWITCH WIRE 2 (VA08) | 5088650 | 5648401.5 | KTP SWITCH WIRE 2 (VA08) | HOLLYWOOD SPECTRA
3012232900 | Hollywood Spectra - SPECTRA MOTOR WIRE (VA08) | 8207500 | 9110325 | SPECTRA MOTOR WIRE (VA08) | HOLLYWOOD SPECTRA
3012233000 | Hollywood Spectra - SPECTRA SWITCH WIRE (VA08) | 5088650 | 5648401.5 | SPECTRA SWITCH WIRE (VA08) | HOLLYWOOD SPECTRA
3012233200 | Hollywood Spectra - ATTENUATOR SWITCH WIRE (VA08) | 5088650 | 5648401.5 | ATTENUATOR SWITCH WIRE (VA08) | HOLLYWOOD SPECTRA
3012233300 | Hollywood Spectra - ATTENUATOR MOTOR WIRE (VA08) | 8207500 | 9110325 | ATTENUATOR MOTOR WIRE (VA08) | HOLLYWOOD SPECTRA
3012233500 | Hollywood Spectra - MAIN SHUTTER WIRE (VA08) | 11818800 | 13118868 | MAIN SHUTTER WIRE (VA08) | HOLLYWOOD SPECTRA
3012233600 | Hollywood Spectra - CAVITY SHUTTER WIRE (VA08) | 12311250 | 13665487.5 | CAVITY SHUTTER WIRE (VA08) | HOLLYWOOD SPECTRA
3012233711 | Hollywood Spectra - MAIN SHUTTER SENSOR WIRE (VA08) | 5088650 | 5648401.5 | MAIN SHUTTER SENSOR WIRE (VA08) | HOLLYWOOD SPECTRA
3012254710 | Hollywood Spectra - KTP HEATER WIRE | 6566000 | 7288260 | KTP HEATER WIRE | HOLLYWOOD SPECTRA
3012233901 | Hollywood Spectra - KTP TEMP SENSOR WIRE (VA08) | 5581100 | 6195021 | KTP TEMP SENSOR WIRE (VA08) | HOLLYWOOD SPECTRA
3012234000 | Hollywood Spectra - KTP MOTOR WIRE (VA08) | 8207500 | 9110325 | KTP MOTOR WIRE (VA08) | HOLLYWOOD SPECTRA
3010358700 | Hollywood Spectra - PINION GEAR (D=10.8, M=0.3) | 9684850 | 10750183.5 | PINION GEAR (D=10.8, M=0.3) | HOLLYWOOD SPECTRA
3012236201 | Hollywood Spectra - LAMP EARTH WIRE 1 (VA08) | 5088650 | 5648401.5 | LAMP EARTH WIRE 1 (VA08) | HOLLYWOOD SPECTRA
3012236301 | Hollywood Spectra - LAMP EARTH WIRE 2 (VA08) | 5088650 | 5648401.5 | LAMP EARTH WIRE 2 (VA08) | HOLLYWOOD SPECTRA
3012239710 | Hollywood Spectra - ARM CHECK WIRE | 5088650 | 5648401.5 | ARM CHECK WIRE | HOLLYWOOD SPECTRA
3012229300 | Hollywood Spectra - DC OUTPUT WIRE 1 | 5088650 | 5648401.5 | DC OUTPUT WIRE 1 | HOLLYWOOD SPECTRA
3012229400 | Hollywood Spectra - DC OUTPUT WIRE 2 | 5088650 | 5648401.5 | DC OUTPUT WIRE 2 | HOLLYWOOD SPECTRA
3012229500 | Hollywood Spectra - SYSTEM TO JUNTION SIGNAL WIRE | 5581100 | 6195021 | SYSTEM TO JUNTION SIGNAL WIRE | HOLLYWOOD SPECTRA
3012229700 | Hollywood Spectra - JUNCTION TO GENDER SIGNAL WIRE | 5581100 | 6195021 | JUNCTION TO GENDER SIGNAL WIRE | HOLLYWOOD SPECTRA
3012230101 | Hollywood Spectra - GUI TO SYSTEM RS-232 WIRE | 5581100 | 6195021 | GUI TO SYSTEM RS-232 WIRE | HOLLYWOOD SPECTRA
3012230201 | Hollywood Spectra - GUI POWER WIRE | 5088650 | 5648401.5 | GUI POWER WIRE | HOLLYWOOD SPECTRA
3012230300 | Hollywood Spectra - HANDPIECE WIRE 1 | 7058450 | 7834879.5 | HANDPIECE WIRE 1 | HOLLYWOOD SPECTRA
3012230400 | Hollywood Spectra - SYSTEM TO GENDER WIRE 1 | 5581100 | 6195021 | SYSTEM TO GENDER WIRE 1 | HOLLYWOOD SPECTRA
3012230500 | Hollywood Spectra - SYSTEM TO GENDER WIRE 2 | 5581100 | 6195021 | SYSTEM TO GENDER WIRE 2 | HOLLYWOOD SPECTRA
3012230600 | Hollywood Spectra - SYSTEM TO GENDER WIRE 3 | 5581100 | 6195021 | SYSTEM TO GENDER WIRE 3 | HOLLYWOOD SPECTRA
3012230700 | Hollywood Spectra - SYSTEM TO GENDER WIRE 4 | 5088650 | 5648401.5 | SYSTEM TO GENDER WIRE 4 | HOLLYWOOD SPECTRA
3012230800 | Hollywood Spectra - SHUTTER RESISTOR WIRE 1 | 5581100 | 6195021 | SHUTTER RESISTOR WIRE 1 | HOLLYWOOD SPECTRA
3012230900 | Hollywood Spectra - SHUTTER RESISTOR WIRE 2 | 5581100 | 6195021 | SHUTTER RESISTOR WIRE 2 | HOLLYWOOD SPECTRA
3012231000 | Hollywood Spectra - SYSTEM&POWER CONTROL SIGNAL WIRE 1 | 5088650 | 5648401.5 | SYSTEM&POWER CONTROL SIGNAL WIRE 1 | HOLLYWOOD SPECTRA
3012231100 | Hollywood Spectra - SYSTEM&POWER CONTROL SIGNAL WIRE 2 | 5581100 | 6195021 | SYSTEM&POWER CONTROL SIGNAL WIRE 2 | HOLLYWOOD SPECTRA
3012270110 | Hollywood Spectra - SYSTEM&POWER CONTROL SIGNAL WIRE 4 | 5581100 | 6195021 | SYSTEM&POWER CONTROL SIGNAL WIRE 4 | HOLLYWOOD SPECTRA
3012231300 | Hollywood Spectra - CONTACTOR CONTROL WIRE 1 | 5581100 | 6195021 | CONTACTOR CONTROL WIRE 1 | HOLLYWOOD SPECTRA
3012231400 | Hollywood Spectra - EXT.PORT WIRE 2 | 5581100 | 6195021 | EXT.PORT WIRE 2 | HOLLYWOOD SPECTRA
3012231900 | Hollywood Spectra - DOOR LOCK WIRE | 5581100 | 6195021 | DOOR LOCK WIRE | HOLLYWOOD SPECTRA
3012232013 | Hollywood Spectra - INTER LOCK WIRE (VA08) | 5581100 | 6195021 | INTER LOCK WIRE (VA08) | HOLLYWOOD SPECTRA
3012232100 | Hollywood Spectra - FOOT SWITCH WIRE (VA08) | 5581100 | 6195021 | FOOT SWITCH WIRE (VA08) | HOLLYWOOD SPECTRA
3012232200 | Hollywood Spectra - SYSTEM TO GENDER WIRE 5 | 5581100 | 6195021 | SYSTEM TO GENDER WIRE 5 | HOLLYWOOD SPECTRA
3012232612 | Hollywood Spectra - GUI UPDATE WIRE | 5581100 | 6195021 | GUI UPDATE WIRE | HOLLYWOOD SPECTRA
3012234100 | Hollywood Spectra - Simmer&HV Signal WIRE | 5581100 | 6195021 | Simmer&HV Signal WIRE | HOLLYWOOD SPECTRA
3012234200 | Hollywood Spectra - HV&Discharge Signal WIRE | 5581100 | 6195021 | HV&Discharge Signal WIRE | HOLLYWOOD SPECTRA
3012234300 | Hollywood Spectra - AMP Charge WIRE 1 | 5088650 | 5648401.5 | AMP Charge WIRE 1 | HOLLYWOOD SPECTRA
3012234400 | Hollywood Spectra - OSC Charge WIRE 1 | 5088650 | 5648401.5 | OSC Charge WIRE 1 | HOLLYWOOD SPECTRA
3012234500 | Hollywood Spectra - Charge GND WIRE 1 | 5581100 | 6195021 | Charge GND WIRE 1 | HOLLYWOOD SPECTRA
3012234600 | Hollywood Spectra - Charge GND WIRE 2 | 5088650 | 5648401.5 | Charge GND WIRE 2 | HOLLYWOOD SPECTRA
3012234711 | Hollywood Spectra - Charge GND WIRE 3 | 5088650 | 5648401.5 | Charge GND WIRE 3 | HOLLYWOOD SPECTRA
3012234800 | Hollywood Spectra - AMP Charge WIRE 2 | 5088650 | 5648401.5 | AMP Charge WIRE 2 | HOLLYWOOD SPECTRA
3012234911 | Hollywood Spectra - OSC Charge WIRE 2 | 5088650 | 5648401.5 | OSC Charge WIRE 2 | HOLLYWOOD SPECTRA
3012235000 | Hollywood Spectra - CAP GND Sensing WIRE | 5088650 | 5648401.5 | CAP GND Sensing WIRE | HOLLYWOOD SPECTRA
3012235100 | Hollywood Spectra - CAP Charge Sensing WIRE | 5088650 | 5648401.5 | CAP Charge Sensing WIRE | HOLLYWOOD SPECTRA
3012235213 | Hollywood Spectra - SIMMER & HV WIRE 2 | 5581100 | 6195021 | SIMMER & HV WIRE 2 | HOLLYWOOD SPECTRA
3012235313 | Hollywood Spectra - SIMMER & HV WIRE 1 | 5581100 | 6195021 | SIMMER & HV WIRE 1 | HOLLYWOOD SPECTRA
3012235413 | Hollywood Spectra - OSC LAMP GND WIRE 1 | 6566000 | 7288260 | OSC LAMP GND WIRE 1 | HOLLYWOOD SPECTRA
3012235513 | Hollywood Spectra - OSC LAMP HV WIRE 1 | 6566000 | 7288260 | OSC LAMP HV WIRE 1 | HOLLYWOOD SPECTRA
3012235613 | Hollywood Spectra - AMP LAMP GND WIRE 1 | 6566000 | 7288260 | AMP LAMP GND WIRE 1 | HOLLYWOOD SPECTRA
3012235713 | Hollywood Spectra - AMP LAMP HV WIRE 1 | 6566000 | 7288260 | AMP LAMP HV WIRE 1 | HOLLYWOOD SPECTRA
3012235811 | Hollywood Spectra - LAMP COM FG WIRE | 5088650 | 5648401.5 | LAMP COM FG WIRE | HOLLYWOOD SPECTRA
3012236001 | Hollywood Spectra - SIMMER EARTH WIRE (VA08) | 5088650 | 5648401.5 | SIMMER EARTH WIRE (VA08) | HOLLYWOOD SPECTRA
3012236100 | Hollywood Spectra - FRAME EARTH WIRE 1 (VA08) | 5088650 | 5648401.5 | FRAME EARTH WIRE 1 (VA08) | HOLLYWOOD SPECTRA
3012236411 | Hollywood Spectra - HEAD FG WIRE 1 | 5088650 | 5648401.5 | HEAD FG WIRE 1 | HOLLYWOOD SPECTRA
3012236511 | Hollywood Spectra - HEAD FG WIRE 2 | 5088650 | 5648401.5 | HEAD FG WIRE 2 | HOLLYWOOD SPECTRA
3012236800 | Hollywood Spectra - SWITCH & LF WIRE 1 | 5088650 | 5648401.5 | SWITCH & LF WIRE 1 | HOLLYWOOD SPECTRA
3012236900 | Hollywood Spectra - LF & CONTACTOR WIRE 1 | 5088650 | 5648401.5 | LF & CONTACTOR WIRE 1 | HOLLYWOOD SPECTRA
3012237000 | Hollywood Spectra - SWITCH & LF WIRE 2 | 5088650 | 5648401.5 | SWITCH & LF WIRE 2 | HOLLYWOOD SPECTRA
3012237111 | Hollywood Spectra - LF & CONTACTOR WIRE 2 | 5088650 | 5648401.5 | LF & CONTACTOR WIRE 2 | HOLLYWOOD SPECTRA
3012237200 | Hollywood Spectra - CONTACTOR AC WIRE | 5088650 | 5648401.5 | CONTACTOR AC WIRE | HOLLYWOOD SPECTRA
3012237300 | Hollywood Spectra - CONTACTOR CONTROL WIRE 2 | 5581100 | 6195021 | CONTACTOR CONTROL WIRE 2 | HOLLYWOOD SPECTRA
3012237400 | Hollywood Spectra - AC PUMP WIRE | 5581100 | 6195021 | AC PUMP WIRE | HOLLYWOOD SPECTRA
3012237511 | Hollywood Spectra - AC FAN WIRE 1 | 5581100 | 6195021 | AC FAN WIRE 1 | HOLLYWOOD SPECTRA
3012237611 | Hollywood Spectra - AC FAN WIRE 2 | 5581100 | 6195021 | AC FAN WIRE 2 | HOLLYWOOD SPECTRA
3012237700 | Hollywood Spectra - AC CONTROL WIRE | 5581100 | 6195021 | AC CONTROL WIRE | HOLLYWOOD SPECTRA
3012237800 | Hollywood Spectra - AC SIMMER WIRE | 5581100 | 6195021 | AC SIMMER WIRE | HOLLYWOOD SPECTRA
3012297900 | Hollywood Spectra - WIRE GUI MODULE FG TO FG | 5581100 | 6195021 | WIRE GUI MODULE FG TO FG | HOLLYWOOD SPECTRA
8. ACCESSORY |  |  | 0 |  | HOLLYWOOD SPECTRA
4100503400 | Hollywood Spectra - Goggle | Contact Sales | Contact sales | Goggle | HOLLYWOOD SPECTRA
7050200400 | Hollywood Spectra - Dye Lutfilter Goggle | Contact Sales | Contact sales | Dye Lutfilter Goggle | HOLLYWOOD SPECTRA
4100503600 | Hollywood Spectra - GOGGLE_PATIENT | Contact Sales | Contact sales | GOGGLE_PATIENT | HOLLYWOOD SPECTRA
3012158000 | Hollywood Spectra - ASSY_HP_TRAY_TOTAL | Contact Sales | Contact sales | ASSY_HP_TRAY_TOTAL | HOLLYWOOD SPECTRA
3408900700 | Hollywood Spectra - FUNNEL | Contact Sales | Contact sales | FUNNEL | HOLLYWOOD SPECTRA
4090300300 | Hollywood Spectra - HOSE_COUPLING | Contact Sales | Contact sales | HOSE_COUPLING | HOLLYWOOD SPECTRA
6011852001 | Hollywood Spectra - 3-8 ZOOM HP_HOLLYWOOD SPECTRA | Contact Sales | Contact sales | 3-8 ZOOM HP_HOLLYWOOD SPECTRA | HOLLYWOOD SPECTRA
6011853001 | Hollywood Spectra - MULTI DEPTH FOCUS HP_HOLLYWOOD SPECTRA | Contact Sales | Contact sales | MULTI DEPTH FOCUS HP_HOLLYWOOD SPECTRA | HOLLYWOOD SPECTRA
6011755001 | Hollywood Spectra - 585NM 5MM HP_HOLLYWOOD SPECTRA | Contact Sales | Contact sales | 585NM 5MM HP_HOLLYWOOD SPECTRA | HOLLYWOOD SPECTRA
6011756001 | Hollywood Spectra - 585NM 2MM HP_HOLLYWOOD SPECTRA | Contact Sales | Contact sales | 585NM 2MM HP_HOLLYWOOD SPECTRA | HOLLYWOOD SPECTRA
6011857001 | Hollywood Spectra - 650NM 2MM HP_HOLLYWOOD SPECTRA | Contact Sales | Contact sales | 650NM 2MM HP_HOLLYWOOD SPECTRA | HOLLYWOOD SPECTRA
6010612001 | Hollywood Spectra - Dye Medium 585nm | Contact Sales | Contact sales | Dye Medium 585nm | HOLLYWOOD SPECTRA
6010612002 | Hollywood Spectra - Dye Medium 650nm | Contact Sales | Contact sales | Dye Medium 650nm | HOLLYWOOD SPECTRA
3137101300 | Hollywood Spectra - FOOT SWITCH ASSY | Contact Sales | Contact sales | FOOT SWITCH ASSY | HOLLYWOOD SPECTRA
1. ARTICULATED ARM |  |  | 0 |  | PICOPLUS
3408005505 | PICOPLUS - S-ARM ASSY PICO | 403316550 | 447681370.5 | S-ARM ASSY PICO | PICOPLUS
3012261712 | PICOPLUS - WIRE_HANDPIECE WIRE2 | 9356550 | 10385770.5 | WIRE_HANDPIECE WIRE2 | PICOPLUS
3012261811 | PICOPLUS - WIRE_HANDPIECE WIRE3 | 6730150 | 7470466.5 | WIRE_HANDPIECE WIRE3 | PICOPLUS
3012261912 | PICOPLUS - WIRE_HANDPIECE WIRE4 | 9849000 | 10932390 | WIRE_HANDPIECE WIRE4 | PICOPLUS
3010126300 | PICOPLUS - AIMING BEAM MODULE | 8699950 | 9656944.5 | AIMING BEAM MODULE | PICOPLUS
3010106202 | PICOPLUS - ARM/LAUNCH MIRROR | 15594250 | 17309617.5 | ARM/LAUNCH MIRROR | PICOPLUS
3010401803 | PICOPLUS - ARM MIRROR | 15594250 | 17309617.5 | ARM MIRROR | PICOPLUS
3010404302 | PICOPLUS - ARM MIRROR | 15594250 | 17309617.5 | ARM MIRROR | PICOPLUS
3010114400 | PICOPLUS - Aiming Lens1 | 13460300 | 14940933 | Aiming Lens1 | PICOPLUS
3010114500 | PICOPLUS - Aiming Lens2 | 13460300 | 14940933 | Aiming Lens2 | PICOPLUS
3010114900 | PICOPLUS - H.P. window | 18220650 | 20224921.5 | H.P. window | PICOPLUS
3012104300 | PICOPLUS - Arm Hanger | 9849000 | 10932390 | Arm Hanger | PICOPLUS
2. HANDPIECE |  |  | 0 |  | PICOPLUS
830101149C517 | PICOPLUS - Assembly_Window holder | 19862150 | 22046986.5 | Assembly_Window holder | PICOPLUS
830104025C710 | PICOPLUS - Assembly_Window holder | 11982950 | 13301074.5 | Assembly_Window holder | PICOPLUS
830104022C332 | PICOPLUS - Assembly_Window holder | 9849000 | 10932390 | Assembly_Window holder | PICOPLUS
3012262212 | PICOPLUS - WIRE_HANDPIECE WIRE ZOOM | 9849000 | 10932390 | WIRE_HANDPIECE WIRE ZOOM | PICOPLUS
3010400701 | PICOPLUS - Convex Lens | 15594250 | 17309617.5 | Convex Lens | PICOPLUS
3012262012 | PICOPLUS - WIRE_HANDPIECE WIRE COLLIMATED | 9849000 | 10932390 | WIRE_HANDPIECE WIRE COLLIMATED | PICOPLUS
3010404501 | PICOPLUS - Plano-Convex Lens | 16086700 | 17856237 | Plano-Convex Lens | PICOPLUS
3010404601 | PICOPLUS - BI-Concave Lens | 16086700 | 17856237 | BI-Concave Lens | PICOPLUS
3012271411 | PICOPLUS - HANDPIECE WIRE DUAL FOCUSED DOT | 9849000 | 10932390 | HANDPIECE WIRE DUAL FOCUSED DOT | PICOPLUS
3010119000 | PICOPLUS - AR COATED MLA30 | 120814400 | 134103984 | AR COATED MLA30 | PICOPLUS
3010700200 | PICOPLUS - M LENS NUT | 8699950 | 9656944.5 | M LENS NUT | PICOPLUS
3012262112 | PICOPLUS - WIRE_HANDPIECE WIRE DYE | 9849000 | 10932390 | WIRE_HANDPIECE WIRE DYE | PICOPLUS
3010400201 | PICOPLUS - Bi-Concave Lens | 15594250 | 17309617.5 | Bi-Concave Lens | PICOPLUS
3010400901 | PICOPLUS - Convex Lens | 15594250 | 17309617.5 | Convex Lens | PICOPLUS
3010401501 | PICOPLUS - 532nm Filter | 16579150 | 18402856.5 | 532nm Filter | PICOPLUS
3010407700 | PICOPLUS - S-FILTER | 18220650 | 20224921.5 | S-FILTER | PICOPLUS
3010702700 | PICOPLUS - SPACER_S_FILTER | 6237700 | 6923847 | SPACER_S_FILTER | PICOPLUS
3010702800 | PICOPLUS - HOLDER_S_FILTER | 6730150 | 7470466.5 | HOLDER_S_FILTER | PICOPLUS
3010702900 | PICOPLUS - RING_NUT_S_FILTER | 7222600 | 8017086 | RING_NUT_S_FILTER | PICOPLUS
3010401201 | PICOPLUS - Convex Lens | 12967850 | 14394313.5 | Convex Lens | PICOPLUS
3010114701 | PICOPLUS - Dye OC | 12475400 | 13847694 | Dye OC | PICOPLUS
3010405701 | PICOPLUS - HR MIRROR - WEDGE | 18713100 | 20771541 | HR MIRROR - WEDGE | PICOPLUS
3010405800 | PICOPLUS - OC Mirror - R | 15594250 | 17309617.5 | OC Mirror - R | PICOPLUS
3010405101 | PICOPLUS - Plano Convex Lens | 12967850 | 14394313.5 | Plano Convex Lens | PICOPLUS
3204000501 | PICOPLUS - DOE | 120321950 | 133557364.5 | DOE | PICOPLUS
3010115000 | PICOPLUS - Plano Convex Lens | 20354600 | 22593606 | Plano Convex Lens | PICOPLUS
3010702101 | PICOPLUS - SPACER_M_LENS | 7715050 | 8563705.5 | SPACER_M_LENS | PICOPLUS
3010676900 | PICOPLUS - 5mm TIP END GOLD TONING | 8699950 | 9656944.5 | 5mm TIP END GOLD TONING | PICOPLUS
3010677000 | PICOPLUS - 2mm TIP END GOLD TONING | 8699950 | 9656944.5 | 2mm TIP END GOLD TONING | PICOPLUS
3010702500 | PICOPLUS - CAP_WIRE_HP | 6237700 | 6923847 | CAP_WIRE_HP | PICOPLUS
3010674700 | PICOPLUS - PINION GEAR | 9356550 | 10385770.5 | PINION GEAR | PICOPLUS
3010674800 | PICOPLUS - PIN GEAR D06 | 6237700 | 6923847 | PIN GEAR D06 | PICOPLUS
3010675500 | PICOPLUS - HANDPIECE CAP | 7222600 | 8017086 | HANDPIECE CAP | PICOPLUS
3. HEAD COMPONENT |  |  | 0 |  | PICOPLUS
6011506002 | PICOPLUS - MO ASSY_PICOPLUS | 738510850 | 819747043.5 | MO ASSY_PICOPLUS | PICOPLUS
3010112700 | PICOPLUS - 0 deg mirror | 12475400 | 13847694 | 0 deg mirror | PICOPLUS
3010112600 | PICOPLUS - 45 deg Mirror | 12475400 | 13847694 | 45 deg Mirror | PICOPLUS
3010111600 | PICOPLUS - Flash lamp | 33979050 | 37716745.5 | FLASHLAMP, FLASH LAMP | PICOPLUS
3010111901 | PICOPLUS - P-PBS | 34471500 | 38263365 | P-PBS | PICOPLUS
3010114801 | PICOPLUS - Bending Prism | 17728200 | 19678302 | Bending Prism | PICOPLUS
3010117700 | PICOPLUS - KTP | 99474900 | 110417139 | KTP | PICOPLUS
830101130C480 | PICOPLUS - Assembly_Separator mirror & 45 deg window | 26099850 | 28970833.5 | Assembly_Separator mirror & 45 deg window | PICOPLUS
3010113200 | PICOPLUS - KTP Dumping window | 11982950 | 13301074.5 | KTP Dumping window | PICOPLUS
3010113401 | PICOPLUS - CALIBRATION MIRROR | 11982950 | 13301074.5 | CALIBRATION MIRROR | PICOPLUS
3010113701 | PICOPLUS - LAUNCH MIRROR | 14609350 | 16216378.5 | LAUNCH MIRROR | PICOPLUS
3203301702 | PICOPLUS - KG2 Filter | 15594250 | 17309617.5 | KG2 Filter | PICOPLUS
3010113600 | PICOPLUS - Shutter dumping lens | 21339500 | 23686845 | Shutter dumping lens | PICOPLUS
3010113500 | PICOPLUS - Shutter mirror | 14609350 | 16216378.5 | Shutter mirror | PICOPLUS
3010112303 | PICOPLUS - BE Lens1 | 14609350 | 16216378.5 | BE Lens1 | PICOPLUS
3010115000 | PICOPLUS - Plano Convex Lens | 20354600 | 22593606 | Plano Convex Lens | PICOPLUS
3010396401 | PICOPLUS - FR-1_MODULE | 46454450 | 51564439.5 | FR-1_MODULE | PICOPLUS
3010112000 | PICOPLUS - FR | 283815350 | 315035038.5 | FR | PICOPLUS
3010117500 | PICOPLUS - 0.5 INCH HALF WAVE PLATE | 16086700 | 17856237 | 0.5 INCH HALF WAVE PLATE | PICOPLUS
3010121100 | PICOPLUS - P-PBS 20mm | 27084750 | 30064072.5 | P-PBS 20mm | PICOPLUS
3408903300 | PICOPLUS - CERAMIC PLATE | 6730150 | 7470466.5 | CERAMIC PLATE | PICOPLUS
3010393301 | PICOPLUS - FR-2_MODULE | 23473450 | 26055529.5 | FR-2_MODULE | PICOPLUS
3010397600 | PICOPLUS - ASSY_P-PBS_MODULE | 23473450 | 26055529.5 | ASSY_P-PBS_MODULE | PICOPLUS
3010121200 | PICOPLUS - 45 DEG WINDOW 20 MM | 13460300 | 14940933 | 45 DEG WINDOW 20 MM | PICOPLUS
6011528001 | PICOPLUS - ASSY PUMP CHAMBER_1_PICOPLUS | 494419800 | 548805978 | ASSY PUMP CHAMBER_1_PICOPLUS | PICOPLUS
6011528002 | PICOPLUS - ASSY PUMP CHAMBER_2_PICOPLUS | 600296550 | 666329170.5 | ASSY PUMP CHAMBER_2_PICOPLUS | PICOPLUS
3012400303 | PICOPLUS - Calibration Ceramic | 6237700 | 6923847 | Calibration Ceramic | PICOPLUS
3010115400 | PICOPLUS - Attenuator ND Filter | 12967850 | 14394313.5 | Attenuator ND Filter | PICOPLUS
3010115500 | PICOPLUS - Attenuator ND Filter | 12967850 | 14394313.5 | Attenuator ND Filter | PICOPLUS
830101171C000 | PICOPLUS - Assembly_P-CRYSTAL | 48588400 | 53933124 | Assembly_P-CRYSTAL | PICOPLUS
830101181C000 | PICOPLUS - Assembly_P2-CRYSTAL | 42843150 | 47555896.5 | Assembly_P2-CRYSTAL | PICOPLUS
3010407200 | PICOPLUS - A-FILTER | 14609350 | 16216378.5 | A-FILTER | PICOPLUS
3010378301 | PICOPLUS - MOUNT A-CENTERING | 70092050 | 77802175.5 | MOUNT A-CENTERING | PICOPLUS
3010382102 | PICOPLUS - MOUNT A-APERTURE | 46946900 | 52111059 | MOUNT A-APERTURE | PICOPLUS
3010341305 | PICOPLUS - MOUNT A-BE1-2 | 37590350 | 41725288.5 | MOUNT A-BE1-2 | PICOPLUS
3010342801 | PICOPLUS - MOUNT A-BENDING MIRROR,LH | 31845100 | 35348061 | MOUNT A-BENDING MIRROR,LH | PICOPLUS
3010342401 | PICOPLUS - MOUNT A-BENDING MIRROR,RH | 31352650 | 34801441.5 | MOUNT A-BENDING MIRROR,RH | PICOPLUS
3010323500 | PICOPLUS - OC/HR VERTICAL MOUNT ASSY | 35948850 | 39903223.5 | OC/HR VERTICAL MOUNT ASSY | PICOPLUS
3010360102 | PICOPLUS - MOUNT A-SPLITTER 2NS | 60078900 | 66687579 | MOUNT A-SPLITTER 2NS | PICOPLUS
3010398400 | PICOPLUS - MOUNT_P-PBS | 10833900 | 12025629 | MOUNT_P-PBS | PICOPLUS
3010398500 | PICOPLUS - COVER_P-PBS | 6237700 | 6923847 | COVER_P-PBS | PICOPLUS
3010398300 | PICOPLUS - MOUNT_SPLITTER | 10833900 | 12025629 | MOUNT_SPLITTER | PICOPLUS
3010346702 | PICOPLUS - MOUNT A-PRISM | 41201650 | 45733831.5 | MOUNT A-PRISM | PICOPLUS
3010345900 | PICOPLUS - MOUNT A-MIRROR | 10341450 | 11479009.5 | MOUNT A-MIRROR | PICOPLUS
3010347402 | PICOPLUS - KTP MOUNT TYPE A ASS'Y | 65824150 | 73064806.5 | KTP MOUNT TYPE A ASS'Y | PICOPLUS
3010357902 | PICOPLUS - MOUNT A-ATTENUATOR | 34963950 | 38809984.5 | MOUNT A-ATTENUATOR | PICOPLUS
3010346501 | PICOPLUS - MOUNT A-MIRROR | 10341450 | 11479009.5 | MOUNT A-MIRROR | PICOPLUS
3010349601 | PICOPLUS - MOUNT A-DUMPER | 11982950 | 13301074.5 | MOUNT A-DUMPER | PICOPLUS
3010375300 | PICOPLUS - MOUNT A-LAUNCH | 31845100 | 35348061 | MOUNT A-LAUNCH | PICOPLUS
3010391300 | PICOPLUS - Assy_P-PBS_Mount | 12967850 | 14394313.5 | Assy_P-PBS_Mount | PICOPLUS
3010390900 | PICOPLUS - ASSY ARMPOST FILTER | 8699950 | 9656944.5 | ASSY ARMPOST FILTER | PICOPLUS
4. POWER SUPPLY & CONTROL SYSTEM |  |  | 0 |  | PICOPLUS
3305701500 | PICOPLUS - 12" LCD MODULE | 105220150 | 116794366.5 | 12" LCD MODULE | PICOPLUS
3011416012 | PICOPLUS - ASSY_BOARD_GENDER BOARD A'SSY | 26592300 | 29517453 | ASSY_BOARD_GENDER BOARD A'SSY | PICOPLUS
3011201602 | PICOPLUS - INDUCTOR CASE ASSY | 42350700 | 47009277 | INDUCTOR CASE ASSY | PICOPLUS
3305301500 | PICOPLUS - DMF-M135107KB (CAPACITOR) | 20847050 | 23140225.5 | DMF-M135107KB (CAPACITOR) | PICOPLUS
3011219300 | PICOPLUS - BRKT-CAPACITOR,UPR | 8207500 | 9110325 | BRKT-CAPACITOR,UPR | PICOPLUS
3011219200 | PICOPLUS - BRKT-CAPACITOR,LWR | 8207500 | 9110325 | BRKT-CAPACITOR,LWR | PICOPLUS
3011131014 | PICOPLUS - HV Charge Ass'y(220V) | 194846050 | 216279115.5 | HV Charge Ass'y(220V) | PICOPLUS
3011131210 | PICOPLUS - Discharge A'ssy | 43828050 | 48649135.5 | Discharge A'ssy | PICOPLUS
3011130813 | PICOPLUS - PS14 SIMMER ASSY | 46946900 | 52111059 | PS14 SIMMER ASSY | PICOPLUS
3011415712 | PICOPLUS - ASSY_BOARD_SYSTEM BOARD A'SSY | 39724300 | 44093973 | ASSY_BOARD_SYSTEM BOARD A'SSY | PICOPLUS
3011130916 | PICOPLUS - PS14 JUNCTION ASSY | 18713100 | 20771541 | PS14 JUNCTION ASSY | PICOPLUS
3011416613 | PICOPLUS - TEMPERATURE BOARD ASSY | 29711150 | 32979376.5 | TEMPERATURE BOARD ASSY | PICOPLUS
3011416810 | PICOPLUS - Calibration board assy | 31352650 | 34801441.5 | Calibration board assy | PICOPLUS
3011122800 | PICOPLUS - Line Filter Board Ass'y | 12475400 | 13847694 | Line Filter Board Ass'y | PICOPLUS
3306210000 | PICOPLUS - Contactor | 8699950 | 9656944.5 | Contactor | PICOPLUS
3011131702 | PICOPLUS - PS14 LASER DIODE DRIVER ASSY | 115069150 | 127726756.5 | PS14 LASER DIODE DRIVER ASSY | PICOPLUS
3012258710 | PICOPLUS - WIRE LD DRIVER FAN | 7222600 | 8017086 | WIRE LD DRIVER FAN | PICOPLUS
3012265210 | PICOPLUS - WIRE_ld tec | 12967850 | 14394313.5 | WIRE_ld tec | PICOPLUS
3010111100 | PICOPLUS - LD | 646915150 | 718075816.5 | LD | PICOPLUS
3012258610 | PICOPLUS - WIRE LD FAN | 9356550 | 10385770.5 | WIRE LD FAN | PICOPLUS
3017100300 | PICOPLUS - 600UM_LD_FIBER_SUB_ASSY | 28726250 | 31886137.5 | 600UM_LD_FIBER_SUB_ASSY | PICOPLUS
3011416310 | PICOPLUS - ASSY_BOARD_UPDATE BOARD A'SSY | 9849000 | 10932390 | ASSY_BOARD_UPDATE BOARD A'SSY | PICOPLUS
3011411512 | PICOPLUS - ARM CHECK BOARD ASS'Y | 6730150 | 7470466.5 | ARM CHECK BOARD ASS'Y | PICOPLUS
3203100400 | PICOPLUS - Pyroelectric Detector | 12475400 | 13847694 | Pyroelectric Detector | PICOPLUS
3111400610 | PICOPLUS - WATER SEN BOARD ASS'Y | 7222600 | 8017086 | WATER SEN BOARD ASS'Y | PICOPLUS
3305002610 | PICOPLUS - VOICE BOARD | 12967850 | 14394313.5 | VOICE BOARD | PICOPLUS
3306217600 | PICOPLUS - KEY SWITCH | 8207500 | 9110325 | KEY SWITCH | PICOPLUS
833062208C674 | PICOPLUS - Assembly_Emergency Switch | 13460300 | 14940933 | Assembly_Emergency Switch | PICOPLUS
3306220800 | PICOPLUS - Emergency Switch | 11982950 | 13301074.5 | Emergency Switch | PICOPLUS
3306216000 | PICOPLUS - POWER SWITCH ASSY | 5581100 | 6195021 | POWER SWITCH ASSY | PICOPLUS
3306700100 | PICOPLUS - GND Terminal | 5581100 | 6195021 | GND Terminal | PICOPLUS
3306601400 | PICOPLUS - Remote Interlock Connector | 6730150 | 7470466.5 | Remote Interlock Connector | PICOPLUS
3012255210 | PICOPLUS - WIRE FUSE 1 | 6730150 | 7470466.5 | WIRE FUSE 1 | PICOPLUS
3012255310 | PICOPLUS - WIRE FUSE 2 | 6730150 | 7470466.5 | WIRE FUSE 2 | PICOPLUS
3306504400 | PICOPLUS - CABLE GRAND | 5581100 | 6195021 | CABLE GRAND | PICOPLUS
3012255110 | PICOPLUS - WIRE POWER CORD | 10833900 | 12025629 | WIRE POWER CORD | PICOPLUS
3091444200 | PICOPLUS - FOOTSSWITCH ASSY | 28233800 | 31339518 | FOOTSSWITCH ASSY | PICOPLUS
5. COOLING SYSTEM |  |  | 0 |  | PICOPLUS
830109191C000 | PICOPLUS - Assembly_Water Tank | 20354600 | 22593606 | Assembly_Water Tank | PICOPLUS
3010919101 | PICOPLUS - WATER TANK | 12967850 | 14394313.5 | WATER TANK | PICOPLUS
3012263811 | PICOPLUS - WIRE_WATER LEVEL SENSOR WIRE MAX | 7222600 | 8017086 | WIRE_WATER LEVEL SENSOR WIRE MAX | PICOPLUS
3012263911 | PICOPLUS - WIRE_WATER LEVEL SENSOR WIRE MIN | 7222600 | 8017086 | WIRE_WATER LEVEL SENSOR WIRE MIN | PICOPLUS
3012265410 | PICOPLUS - WIRE_water temperature sensor | 6237700 | 6923847 | WIRE_water temperature sensor | PICOPLUS
3010900300 | PICOPLUS - TANK INPUT NIPPLE | 5581100 | 6195021 | TANK INPUT NIPPLE | PICOPLUS
3010900500 | PICOPLUS - TANK INPUT NIPPLE | 5581100 | 6195021 | TANK INPUT NIPPLE | PICOPLUS
3010900900 | PICOPLUS - TANK INPUT NIPPLE | 5581100 | 6195021 | TANK INPUT NIPPLE | PICOPLUS
4090300200 | PICOPLUS - HOSE COUPLING | 9356550 | 10385770.5 | HOSE COUPLING | PICOPLUS
3305503800 | PICOPLUS - Water Pump | 43335600 | 48102516 | Water Pump | PICOPLUS
3408600600 | PICOPLUS - DI_FILTER | 9356550 | 10385770.5 | DI_FILTER | PICOPLUS
3011516600 | PICOPLUS - FLOW SWITCH A | 8699950 | 9656944.5 | FLOW SWITCH A | PICOPLUS
3110902500 | PICOPLUS - FAN | 13952750 | 15487552.5 | FAN | PICOPLUS
3408401200 | PICOPLUS - HEAT EXCHANGER | 56960050 | 63225655.5 | HEAT EXCHANGER | PICOPLUS
3010919401 | PICOPLUS - BRKT A-FAN | 31845100 | 35348061 | BRKT A-FAN | PICOPLUS
3408906500 | PICOPLUS - GRILL | 6237700 | 6923847 | GRILL | PICOPLUS
3110900900 | PICOPLUS - HEATING PIPE A | 23965900 | 26602149 | HEATING PIPE A | PICOPLUS
3012266910 | PICOPLUS - WIRE_cartridge heater top | 15594250 | 17309617.5 | WIRE_cartridge heater top | PICOPLUS
3012267010 | PICOPLUS - WIRE_cartridge heater bot | 15594250 | 17309617.5 | WIRE_cartridge heater bot | PICOPLUS
3012266310 | PICOPLUS - WIRE_cartridge heater temperature | 10833900 | 12025629 | WIRE_cartridge heater temperature | PICOPLUS
3010921900 | PICOPLUS - FITTING-FILTER,UPR | 9356550 | 10385770.5 | FITTING-FILTER,UPR | PICOPLUS
3010922000 | PICOPLUS - FITTING-FILTER,LWR | 9356550 | 10385770.5 | FITTING-FILTER,LWR | PICOPLUS
6. MECHANICAL PART |  |  | 0 |  | PICOPLUS
3408101400 | PICOPLUS - SWIVEL CASTOR | 9356550 | 10385770.5 | SWIVEL CASTOR | PICOPLUS
3012147801 | PICOPLUS - COVER-LCD | 12475400 | 13847694 | COVER-LCD | PICOPLUS
3012147900 | PICOPLUS - GASKET-LCD | 6237700 | 6923847 | GASKET-LCD | PICOPLUS
3012143601 | PICOPLUS - HANDLE-FRONT | 53841200 | 59763732 | HANDLE-FRONT | PICOPLUS
3012148900 | PICOPLUS - COVER-FRONT | 31352650 | 34801441.5 | COVER-FRONT | PICOPLUS
3012143801 | PICOPLUS - BRKT-SWITCH,FRT | 8699950 | 9656944.5 | BRKT-SWITCH,FRT | PICOPLUS
3012143901 | PICOPLUS - PANEL-DECO,FRONT | 29711150 | 32979376.5 | PANEL-DECO,FRONT | PICOPLUS
3408200200 | PICOPLUS - SLIDE-RAIL | 11326350 | 12572248.5 | SLIDE-RAIL | PICOPLUS
3408909000 | PICOPLUS - LATCH-DOOR,TOP | 6237700 | 6923847 | LATCH-DOOR,TOP | PICOPLUS
3012148200 | PICOPLUS - DOOR-TOP | 12967850 | 14394313.5 | DOOR-TOP | PICOPLUS
3012145101 | PICOPLUS - BOX A-HANDPIECE | 9849000 | 10932390 | BOX A-HANDPIECE | PICOPLUS
3012148100 | PICOPLUS - CASE-HANDPIECE | 19205550 | 21318160.5 | CASE-HANDPIECE | PICOPLUS
3012148000 | PICOPLUS - COVER-TOP | 28726250 | 31886137.5 | COVER-TOP | PICOPLUS
3012145801 | PICOPLUS - COVER-CALIBRATION | 7222600 | 8017086 | COVER-CALIBRATION | PICOPLUS
3012260510 | PICOPLUS - DOOR LOCK WIRE | 6730150 | 7470466.5 | DOOR LOCK WIRE | PICOPLUS
3306400500 | PICOPLUS - READ SENSOR | 6237700 | 6923847 | READ SENSOR | PICOPLUS
3012148301 | PICOPLUS - COVER-SIDE | 34471500 | 38263365 | COVER-SIDE | PICOPLUS
3011516300 | PICOPLUS - COVER-UPDATE BOARD | 5581100 | 6195021 | COVER-UPDATE BOARD | PICOPLUS
3012147200 | PICOPLUS - SUPPORT BLOCK-HANDLE,LH | 7715050 | 8563705.5 | SUPPORT BLOCK-HANDLE,LH | PICOPLUS
3012147300 | PICOPLUS - SUPPORT BLOCK-HANDLE,RH | 7715050 | 8563705.5 | SUPPORT BLOCK-HANDLE,RH | PICOPLUS
3012144501 | PICOPLUS - HANDLE-REAR | 28726250 | 31886137.5 | HANDLE-REAR | PICOPLUS
3010920101 | PICOPLUS - GUIDE BLOCK-COOLANT | 17728200 | 19678302 | GUIDE BLOCK-COOLANT | PICOPLUS
3010920201 | PICOPLUS - CAP-GUIDE BLOCK | 6730150 | 7470466.5 | CAP-GUIDE BLOCK | PICOPLUS
3012144701 | PICOPLUS - HANGER-CABLE | 8699950 | 9656944.5 | HANGER-CABLE | PICOPLUS
3112102400 | PICOPLUS - HOOK-FOOT SWITCH | 6730150 | 7470466.5 | HOOK-FOOT SWITCH | PICOPLUS
3012144302 | PICOPLUS - COVER A-REAR | 51214800 | 56848428 | COVER A-REAR | PICOPLUS
7. HARNESS |  |  | 0 |  | PICOPLUS
3012259010 | PICOPLUS - WIRE CONTACTOR OUTPUT | 6237700 | 6923847 | WIRE CONTACTOR OUTPUT | PICOPLUS
3012260811 | PICOPLUS - WIRE_FOOT SWITCH WIRE | 6730150 | 7470466.5 | WIRE_FOOT SWITCH WIRE | PICOPLUS
3012258210 | PICOPLUS - WIRE MAIN EARTH GND | 5581100 | 6195021 | WIRE MAIN EARTH GND | PICOPLUS
3012259811 | PICOPLUS - WIRE_INTERLOCK WIRE | 8207500 | 9110325 | WIRE_INTERLOCK WIRE | PICOPLUS
3012256810 | PICOPLUS - WIRE LD DRIVER OUTPUT | 6237700 | 6923847 | WIRE LD DRIVER OUTPUT | PICOPLUS
3012266211 | PICOPLUS - WIRE LD TEMPERATURE SENSOR PT100 | 6237700 | 6923847 | WIRE LD TEMPERATURE SENSOR PT100 | PICOPLUS
3012256610 | PICOPLUS - WIRE SMPS 12V OUTPUT | 6730150 | 7470466.5 | WIRE SMPS 12V OUTPUT | PICOPLUS
3012256512 | PICOPLUS - WIRE SMPS CONTROL | 6730150 | 7470466.5 | WIRE SMPS CONTROL | PICOPLUS
3012256711 | PICOPLUS - WIRE SMPS 24V OUTPUT | 6730150 | 7470466.5 | WIRE SMPS 24V OUTPUT | PICOPLUS
3012270010 | PICOPLUS - WIRE SMPS UX4 43EA PK4A | 76822200 | 85272642 | WIRE SMPS UX4 43EA PK4A | PICOPLUS
3012256411 | PICOPLUS - WIRE SMPS 5V, 15V OUTPUT | 6730150 | 7470466.5 | WIRE SMPS 5V, 15V OUTPUT | PICOPLUS
3012267110 | PICOPLUS - WIRE_external calibration | 6730150 | 7470466.5 | WIRE_external calibration | PICOPLUS
3012263410 | PICOPLUS - WIRE_SYSTEM TO JUNCTION SIGNAL WIRE | 6237700 | 6923847 | WIRE_SYSTEM TO JUNCTION SIGNAL WIRE | PICOPLUS
3012261410 | PICOPLUS - WIRE_GUI POWER WIRE | 6730150 | 7470466.5 | WIRE_GUI POWER WIRE | PICOPLUS
3012261611 | PICOPLUS - WIRE_HANDPIECE WIRE1 | 8699950 | 9656944.5 | WIRE_HANDPIECE WIRE1 | PICOPLUS
3012263710 | PICOPLUS - WIRE_SYSTEM POWER CONTROL WIRE1 | 6730150 | 7470466.5 | WIRE_SYSTEM POWER CONTROL WIRE1 | PICOPLUS
3012260610 | PICOPLUS - WIRE_EXT PORT WIRE | 7222600 | 8017086 | WIRE_EXT PORT WIRE | PICOPLUS
3012267410 | PICOPLUS - EXT. PORT WIRE2 | 6730150 | 7470466.5 | EXT. PORT WIRE2 | PICOPLUS
3012267210 | PICOPLUS - WIRE_integrated signals | 6730150 | 7470466.5 | WIRE_integrated signals | PICOPLUS
3012263511 | PICOPLUS - WIRE_SYSTEM TO TEMP RS-232 WIRE | 6730150 | 7470466.5 | WIRE_SYSTEM TO TEMP RS-232 WIRE | PICOPLUS
3012263310 | PICOPLUS - WIRE_SYSTEM TO JUNCTION DC WIRE | 6730150 | 7470466.5 | WIRE_SYSTEM TO JUNCTION DC WIRE | PICOPLUS
3012265011 | PICOPLUS - WIRE_UPDATE WIRE2 | 6730150 | 7470466.5 | WIRE_UPDATE WIRE2 | PICOPLUS
3012265112 | PICOPLUS - WIRE_EXT PORT WIRE3 | 6730150 | 7470466.5 | WIRE_EXT PORT WIRE3 | PICOPLUS
3012263611 | PICOPLUS - WIRE_SYSTEM TO VOICE WIRE | 6730150 | 7470466.5 | WIRE_SYSTEM TO VOICE WIRE | PICOPLUS
3012262611 | PICOPLUS - WIRE_SYSTEM TO GENDER WIRE | 8699950 | 9656944.5 | WIRE_SYSTEM TO GENDER WIRE | PICOPLUS
3012261512 | PICOPLUS - WIRE_GUI UPDATE WIRE | 6730150 | 7470466.5 | WIRE_GUI UPDATE WIRE | PICOPLUS
3012257110 | PICOPLUS - WIRE SCR TRIGGER SIGNAL | 6237700 | 6923847 | WIRE SCR TRIGGER SIGNAL | PICOPLUS
3012256910 | PICOPLUS - WIRE SIMMER CN602 | 6730150 | 7470466.5 | WIRE SIMMER CN602 | PICOPLUS
3012264912 | PICOPLUS - WIRE_ARM CHECK WIRE | 6730150 | 7470466.5 | WIRE_ARM CHECK WIRE | PICOPLUS
3012256010 | PICOPLUS - WIRE AC PUMP | 6730150 | 7470466.5 | WIRE AC PUMP | PICOPLUS
3012256110 | PICOPLUS - WIRE AC FAN 1 | 6730150 | 7470466.5 | WIRE AC FAN 1 | PICOPLUS
3012256210 | PICOPLUS - WIRE AC FAN 2 | 6730150 | 7470466.5 | WIRE AC FAN 2 | PICOPLUS
3012258810 | PICOPLUS - WIRE KEY SWITCH 1 | 6730150 | 7470466.5 | WIRE KEY SWITCH 1 | PICOPLUS
3012265310 | PICOPLUS - WIRE_control signal to junction board | 6730150 | 7470466.5 | WIRE_control signal to junction board | PICOPLUS
3012260310 | PICOPLUS - WIRE_PC TO VOICE RS-232 WIRE | 6237700 | 6923847 | WIRE_PC TO VOICE RS-232 WIRE | PICOPLUS
3012265711 | PICOPLUS - WIRE_temperatures from head | 6730150 | 7470466.5 | WIRE_temperatures from head | PICOPLUS
3012266511 | PICOPLUS - WIRE_power 12vdc | 6237700 | 6923847 | WIRE_power 12vdc | PICOPLUS
3012266012 | PICOPLUS - WIRE_control signal for ceramic heaters | 6730150 | 7470466.5 | WIRE_control signal for ceramic heaters | PICOPLUS
3012266410 | PICOPLUS - WIRE_power 5vdc | 6237700 | 6923847 | WIRE_power 5vdc | PICOPLUS
3012258910 | PICOPLUS - WIRE KEY SWITCH 2 | 6730150 | 7470466.5 | WIRE KEY SWITCH 2 | PICOPLUS
3012260410 | PICOPLUS - WIRE_CONACTOR CONTROL WIRE1 | 11982950 | 13301074.5 | WIRE_CONACTOR CONTROL WIRE1 | PICOPLUS
3012255710 | PICOPLUS - WIRE CONTACTOR INPUT | 6237700 | 6923847 | WIRE CONTACTOR INPUT | PICOPLUS
3012256312 | PICOPLUS - WIRE SIMMER PFC INPUT | 6730150 | 7470466.5 | WIRE SIMMER PFC INPUT | PICOPLUS
3012257910 | PICOPLUS - WIRE DISCHARGE SCR 2 | 6237700 | 6923847 | WIRE DISCHARGE SCR 2 | PICOPLUS
3012257810 | PICOPLUS - WIRE DISCHARGE SCR 1 | 6237700 | 6923847 | WIRE DISCHARGE SCR 1 | PICOPLUS
3012257510 | PICOPLUS - WIRE DISCHARGE CAP 2+ | 6237700 | 6923847 | WIRE DISCHARGE CAP 2+ | PICOPLUS
3012255810 | PICOPLUS - WIRE CONTACTOR ON/OFF | 6237700 | 6923847 | WIRE CONTACTOR ON/OFF | PICOPLUS
3012257610 | PICOPLUS - WIRE CAP GND 1 | 6237700 | 6923847 | WIRE CAP GND 1 | PICOPLUS
3012257710 | PICOPLUS - WIRE CAP GND 2 | 6237700 | 6923847 | WIRE CAP GND 2 | PICOPLUS
3012257210 | PICOPLUS - WIRE CAP CHARGE + | 6237700 | 6923847 | WIRE CAP CHARGE + | PICOPLUS
3012255510 | PICOPLUS - WIRE LINE FILTER OUTPUT 2 | 6237700 | 6923847 | WIRE LINE FILTER OUTPUT 2 | PICOPLUS
3012255410 | PICOPLUS - WIRE LINE FILTER OUTPUT 1 | 6237700 | 6923847 | WIRE LINE FILTER OUTPUT 1 | PICOPLUS
3012258110 | PICOPLUS - WIRE SIMMER H/V 2 | 6237700 | 6923847 | WIRE SIMMER H/V 2 | PICOPLUS
3012258010 | PICOPLUS - WIRE SIMMER H/V 1 | 6237700 | 6923847 | WIRE SIMMER H/V 1 | PICOPLUS
3012257310 | PICOPLUS - WIRE CAP CHARGE - | 6237700 | 6923847 | WIRE CAP CHARGE - | PICOPLUS
3012257410 | PICOPLUS - WIRE DISCHARGE CAP 1+ | 6237700 | 6923847 | WIRE DISCHARGE CAP 1+ | PICOPLUS
3012260110 | PICOPLUS - WIRE_SAFETY SHUTTER WIRE | 11326350 | 12572248.5 | WIRE_SAFETY SHUTTER WIRE | PICOPLUS
3012261211 | PICOPLUS - WIRE_GENDER TO PBS WIRE | 6730150 | 7470466.5 | WIRE_GENDER TO PBS WIRE | PICOPLUS
3012260911 | PICOPLUS - WIRE_GENDER TO ATT WIRE | 6730150 | 7470466.5 | WIRE_GENDER TO ATT WIRE | PICOPLUS
3012261112 | PICOPLUS - WIRE_GENDER TO MO SHUTTER WIRE | 6237700 | 6923847 | WIRE_GENDER TO MO SHUTTER WIRE | PICOPLUS
3012267311 | PICOPLUS - WIRE_internal calibration (gender) | 6730150 | 7470466.5 | WIRE_internal calibration (gender) | PICOPLUS
3012264210 | PICOPLUS - WIRE_WIRE WATER SEN DB-3 | 6237700 | 6923847 | WIRE_WIRE WATER SEN DB-3 | PICOPLUS
3012264010 | PICOPLUS - WIRE_WIRE WATER SEN DB-1 | 6237700 | 6923847 | WIRE_WIRE WATER SEN DB-1 | PICOPLUS
3012264110 | PICOPLUS - WIRE_WIRE WATER SEN DB-2 | 6237700 | 6923847 | WIRE_WIRE WATER SEN DB-2 | PICOPLUS
3012261010 | PICOPLUS - WIRE_GENDER TO KTP WIRE | 6730150 | 7470466.5 | WIRE_GENDER TO KTP WIRE | PICOPLUS
3012264310 | PICOPLUS - WIRE_WIRE WATER SEN DB-4 | 6237700 | 6923847 | WIRE_WIRE WATER SEN DB-4 | PICOPLUS
3012261311 | PICOPLUS - WIRE_GENDER TO SAFETY SHUTTER WIRE | 6237700 | 6923847 | WIRE_GENDER TO SAFETY SHUTTER WIRE | PICOPLUS
3012262510 | PICOPLUS - WIRE_SHUTTER SENSOR WIRE | 6730150 | 7470466.5 | WIRE_SHUTTER SENSOR WIRE | PICOPLUS
3012265611 | PICOPLUS - WIRE_head 2 temperature sensor | 6730150 | 7470466.5 | WIRE_head 2 temperature sensor | PICOPLUS
3012265811 | PICOPLUS - WIRE_ktp heater | 6730150 | 7470466.5 | WIRE_ktp heater | PICOPLUS
3012264410 | PICOPLUS - WIRE_ATT MOTOR WIRE | 8699950 | 9656944.5 | WIRE_ATT MOTOR WIRE | PICOPLUS
3012262410 | PICOPLUS - WIRE_CAVITY SHUTTER WIRE | 12967850 | 14394313.5 | WIRE_CAVITY SHUTTER WIRE | PICOPLUS
3012260210 | PICOPLUS - WIRE_PBS MOTOR WIRE | 8699950 | 9656944.5 | WIRE_PBS MOTOR WIRE | PICOPLUS
3012259910 | PICOPLUS - WIRE_KTP MOTOR WIRE | 8699950 | 9656944.5 | WIRE_KTP MOTOR WIRE | PICOPLUS
3012262910 | PICOPLUS - WIRE_SWITCH WIRE1 | 5581100 | 6195021 | WIRE_SWITCH WIRE1 | PICOPLUS
3012263010 | PICOPLUS - WIRE_SWITCH WIRE2 | 5581100 | 6195021 | WIRE_SWITCH WIRE2 | PICOPLUS
3012263110 | PICOPLUS - WIRE_SWITCH WIRE3 | 5581100 | 6195021 | WIRE_SWITCH WIRE3 | PICOPLUS
3012263210 | PICOPLUS - WIRE_SWITCH WIRE4 | 5581100 | 6195021 | WIRE_SWITCH WIRE4 | PICOPLUS
3012264711 | PICOPLUS - WIRE_SWITCH WIRE5 | 5581100 | 6195021 | WIRE_SWITCH WIRE5 | PICOPLUS
3012264811 | PICOPLUS - WIRE_SWITCH WIRE6 | 5581100 | 6195021 | WIRE_SWITCH WIRE6 | PICOPLUS
3012259311 | PICOPLUS - WIRE HV AMP 1+ | 7222600 | 8017086 | WIRE HV AMP 1+ | PICOPLUS
3012259411 | PICOPLUS - WIRE HV AMP 1- | 7222600 | 8017086 | WIRE HV AMP 1- | PICOPLUS
3012259511 | PICOPLUS - WIRE HV AMP 2+ | 7715050 | 8563705.5 | WIRE HV AMP 2+ | PICOPLUS
3012259611 | PICOPLUS - WIRE HV AMP 2- | 7715050 | 8563705.5 | WIRE HV AMP 2- | PICOPLUS
3012271011 | PICOPLUS - WIRE_HEATER CONTROL SIGNAL TO JUNC. B'D | 6730150 | 7470466.5 | WIRE_HEATER CONTROL SIGNAL TO JUNC. B'D | PICOPLUS
3011417512 | PICOPLUS - ASSY_BOARD_QUADRANTS SENSOR BOARD A'SSY | 33979050 | 37716745.5 | ASSY_BOARD_QUADRANTS SENSOR BOARD A'SSY | PICOPLUS
3012271210 | PICOPLUS - WIRE_B/E MOT TB WIRE | 6237700 | 6923847 | WIRE_B/E MOT TB WIRE | PICOPLUS
3012271310 | PICOPLUS - WIRE_B/E MOT RL WIRE | 6237700 | 6923847 | WIRE_B/E MOT RL WIRE | PICOPLUS
3306002800 | PICOPLUS - STEP MOTOR | 8699950 | 9656944.5 | STEP MOTOR | PICOPLUS
3012271110 | PICOPLUS - WIRE_GENDER TO Quadrants Sensor WIRE | 6730150 | 7470466.5 | WIRE_GENDER TO Quadrants Sensor WIRE | PICOPLUS
3012265911 | PICOPLUS - wire ktp temperature sensor | 6730150 | 7470466.5 | wire ktp temperature sensor | PICOPLUS
3011134900 | PICOPLUS - 24V PROTECTION BOARD ASSY | 6237700 | 6923847 | 24V PROTECTION BOARD ASSY | PICOPLUS
3012256711 | PICOPLUS - WIRE SMPS 24V OUTPUT | 6730150 | 7470466.5 | WIRE SMPS 24V OUTPUT | PICOPLUS
3012286000 | PICOPLUS - WIRE LDD 24V INPUT | 6730150 | 7470466.5 | WIRE LDD 24V INPUT | PICOPLUS
3012285900 | PICOPLUS - WIRE LD DRIVER INPUT | 7715050 | 8563705.5 | WIRE LD DRIVER INPUT | PICOPLUS
3011285700 | PICOPLUS - BRKT_24V PROTECTION BOARD ASSY | 6237700 | 6923847 | BRKT_24V PROTECTION BOARD ASSY | PICOPLUS
8. ACCESSORY |  |  | 0 |  | PICOPLUS
4100503400 | PICOPLUS - GOGGLE(532/1064NM) | Contact sales | Contact sales | GOGGLE(532/1064NM) | PICOPLUS
7050200400 | PICOPLUS - LUT FILTER_GOGGLE | Contact sales | Contact sales | LUT FILTER_GOGGLE | PICOPLUS
4100503600 | PICOPLUS - GOGGLE_PATIENT | Contact sales | Contact sales | GOGGLE_PATIENT | PICOPLUS
3408900700 | PICOPLUS - FUNNEL | Contact sales | Contact sales | FUNNEL | PICOPLUS
4090300300 | PICOPLUS - HOSE_COUPLING | Contact sales | Contact sales | HOSE_COUPLING | PICOPLUS
6011551002 | PICOPLUS - PICO ZOOM HANDPIECE | Contact sales | Contact sales | PICO ZOOM HANDPIECE | PICOPLUS
6011552002 | PICOPLUS - PICO TONING HANDPIECE | Contact sales | Contact sales | PICO TONING HANDPIECE | PICOPLUS
6011555002 | PICOPLUS - PICO FOCUSED DOTS HANDPIECE | Contact sales | Contact sales | PICO FOCUSED DOTS HANDPIECE | PICOPLUS
6011558001 | PICOPLUS - PICO DUAL FOCUSED DOTS HANDPIECE | Contact sales | Contact sales | PICO DUAL FOCUSED DOTS HANDPIECE | PICOPLUS
6011553002 | PICOPLUS - PICO GOLD TONING HANDPIECE | Contact sales | Contact sales | PICO GOLD TONING HANDPIECE | PICOPLUS
6011554002 | PICOPLUS - RuVY Touch HANDPIECE PICO | Contact sales | Contact sales | RuVY Touch HANDPIECE PICO | PICOPLUS
6010612003 | PICOPLUS - Dye Medium 595nm(PICO) | Contact sales | Contact sales | Dye Medium 595nm(PICO) | PICOPLUS
6010612004 | PICOPLUS - Dye Medium 660nm(PICO) | Contact sales | Contact sales | Dye Medium 660nm(PICO) | PICOPLUS
3137101500 | PICOPLUS - FOOT SWITCH ASSY | Contact sales | Contact sales | FOOT SWITCH ASSY | PICOPLUS
|  |  | 0 |  | PICOPLUS
1. ARTICULATED ARM |  |  | 0 |  | eCO2 plus _Rev. 2.3
3408004900 | eCO2 plus - CO2 ARM | 282994600 | 314124006 | CO2 ARM | eCO2 plus _Rev. 2.3
3030401901 | eCO2 plus - Arm Mirror | 13132000 | 14576520 | Arm Mirror | eCO2 plus _Rev. 2.3
3030401301 | eCO2 plus - Arm Mirror | 13132000 | 14576520 | Arm Mirror | eCO2 plus _Rev. 2.3
2. HANDPIECE |  |  | 0 |  | eCO2 plus _Rev. 2.3
6040251002 | eCO2 plus - HANDPIECE ASSY_eCO2 Plus | 493599050 | 547894945.5 | HANDPIECE ASSY_eCO2 Plus | eCO2 plus _Rev. 2.3
3306001500 | eCO2 plus - PALM SCAN MODULE | 448950250 | 498334777.5 | PALM SCAN MODULE | eCO2 plus _Rev. 2.3
3040610502 | eCO2 plus - CAP A-HP BODY | 5745250 | 6377227.5 | CAP A-HP BODY | eCO2 plus _Rev. 2.3
3040610700 | eCO2 plus - COVER-HP BODY,RIGHT | 7386750 | 8199292.5 | COVER-HP BODY,RIGHT | eCO2 plus _Rev. 2.3
3040610800 | eCO2 plus - COVER-HP BODY,LEFT | 6894300 | 7652673 | COVER-HP BODY,LEFT | eCO2 plus _Rev. 2.3
3031502501 | eCO2 plus - HP CAP CONNECTION BOARD MOUNT | 4267900 | 4737369 | HP CAP CONNECTION BOARD MOUNT | eCO2 plus _Rev. 2.3
3031403713 | eCO2 plus - HP CAP BOARD ASSY | 6894300 | 7652673 | HP CAP BOARD ASSY | eCO2 plus _Rev. 2.3
3031403111 | eCO2 plus - HP Switch Board_Assy_Rev1.1 | 4760350 | 5283988.5 | HP Switch Board_Assy_Rev1.1 | eCO2 plus _Rev. 2.3
3030401101 | eCO2 plus - Bending Mirror | 14116900 | 15669759 | Bending Mirror | eCO2 plus _Rev. 2.3
3030604700 | eCO2 plus - BENDING MIRROR MOUNT | 6894300 | 7652673 | BENDING MIRROR MOUNT | eCO2 plus _Rev. 2.3
3030604100 | eCO2 plus - SWITCH COVER | 4267900 | 4737369 | SWITCH COVER | eCO2 plus _Rev. 2.3
3030604200 | eCO2 plus - SWITCH | 4267900 | 4737369 | SWITCH | eCO2 plus _Rev. 2.3
3030404000 | eCO2 plus - SCAN LENS | 46618600 | 51746646 | SCAN LENS | eCO2 plus _Rev. 2.3
3030403401 | eCO2 plus - plano Concave Lens | 21996100 | 24415671 | plano Concave Lens | eCO2 plus _Rev. 2.3
3030403001 | eCO2 plus - Plano Convex Lens | 24130050 | 26784355.5 | Plano Convex Lens | eCO2 plus _Rev. 2.3
3040612300 | eCO2 plus - HOLDER A-SCAN LENS-A | 13132000 | 14576520 | HOLDER A-SCAN LENS-A | eCO2 plus _Rev. 2.3
3040612600 | eCO2 plus - HOLDER A-SCAN LENS-B | 13132000 | 14576520 | HOLDER A-SCAN LENS-B | eCO2 plus _Rev. 2.3
3042206100 | eCO2 plus - Wire Handpiece Data | 10013150 | 11114596.5 | Wire Handpiece Data | eCO2 plus _Rev. 2.3
3306506000 | eCO2 plus - 2.5M Extension Wire | 54990250 | 61039177.5 | 2.5M Extension Wire | eCO2 plus _Rev. 2.3
4090302600 | eCO2 plus - Hose Barb (Female) | 4760350 | 5283988.5 | Hose Barb (Female) | eCO2 plus _Rev. 2.3
4090302700 | eCO2 plus - Hose Barb (Male) | 4760350 | 5283988.5 | Hose Barb (Male) | eCO2 plus _Rev. 2.3
3030605801 | eCO2 plus - Scan Lens Protector | 4267900 | 4737369 | Scan Lens Protector | eCO2 plus _Rev. 2.3
3040400101 | eCO2 plus - Plano Convex Lens | 21503650 | 23869051.5 | Plano Convex Lens | eCO2 plus _Rev. 2.3
3. LASER COMPONENT |  |  | 0 |  | eCO2 plus _Rev. 2.3
3203700300 | eCO2 plus - RF CO2 Laser module | 488838700 | 542610957 | RF CO2 Laser module | eCO2 plus _Rev. 2.3
3203801200 | eCO2 plus - LASER DIODE MODULE | 12639550 | 14029900.5 | LASER DIODE MODULE | eCO2 plus _Rev. 2.3
3042206000 | eCO2 plus - Wire Solenoid | 10998050 | 12207835.5 | Wire Solenoid | eCO2 plus _Rev. 2.3
3040600701 | eCO2 plus - BEAM COMBINER MOUNT | 28890400 | 32068344 | BEAM COMBINER MOUNT | eCO2 plus _Rev. 2.3
3030401003 | eCO2 plus - Beam Combiner Mirror | 21996100 | 24415671 | Beam Combiner Mirror | eCO2 plus _Rev. 2.3
3040600901 | eCO2 plus - SHUTTER | 5745250 | 6377227.5 | SHUTTER | eCO2 plus _Rev. 2.3
3030402901 | eCO2 plus - Post Convex Lens | 26264000 | 29153040 | Post Convex Lens | eCO2 plus _Rev. 2.3
3042205900 | eCO2 plus - Wire Shutter Sensor | 5252800 | 5830608 | Wire Shutter Sensor | eCO2 plus _Rev. 2.3
3031102400 | eCO2 plus - Line Filter Board Assy | 6401850 | 7106053.5 | Line Filter Board Assy | eCO2 plus _Rev. 2.3
3041804400 | eCO2 plus - BRKT_LINEFILTER | 4760350 | 5283988.5 | BRKT_LINEFILTER | eCO2 plus _Rev. 2.3
3306220100 | eCO2 plus - SMPS | 93893800 | 104222118 | SMPS | eCO2 plus _Rev. 2.3
3041201500 | eCO2 plus - BRKT_SMPS_MAIN | 5745250 | 6377227.5 | BRKT_SMPS_MAIN | eCO2 plus _Rev. 2.3
3041201600 | eCO2 plus - BRKT_SMPS_SIDE | 5252800 | 5830608 | BRKT_SMPS_SIDE | eCO2 plus _Rev. 2.3
4. POWER SUPPLY & CONTROL SYSTEM |  |  | 0 |  | eCO2 plus _Rev. 2.3
6040201901 | eCO2 plus - LCD MODULE Assy (FACE LIFT) | 68614700 | 76162317 | LCD MODULE Assy (FACE LIFT) | eCO2 plus _Rev. 2.3
3041400200 | eCO2 plus - LCD Display Board_Assy_Rev1.0 | 14116900 | 15669759 | LCD Display Board_Assy_Rev1.0 | eCO2 plus _Rev. 2.3
3305000711 | eCO2 plus - USB Touch Controller_Rev1.1 | 8864100 | 9839151 | USB Touch Controller_Rev1.1 | eCO2 plus _Rev. 2.3
833057013C000 | eCO2 plus - Assembly_LCD screen | 23145150 | 25691116.5 | Assembly_LCD screen | eCO2 plus _Rev. 2.3
3041400800 | eCO2 plus - LCD Interface Board_Assy_Rev1.0 | 16743300 | 18585063 | LCD Interface Board_Assy_Rev1.0 | eCO2 plus _Rev. 2.3
3305600400 | eCO2 plus - NOISE FILTER | 11490500 | 12754455 | NOISE FILTER | eCO2 plus _Rev. 2.3
3041101001 | eCO2 plus - POWER CONTROL BOARD ASSY | 16743300 | 18585063 | POWER CONTROL BOARD ASSY | eCO2 plus _Rev. 2.3
3041400612 | eCO2 plus - USB BOARD ASS'Y_REV1.2 | 11490500 | 12754455 | USB BOARD ASS'Y_REV1.2 | eCO2 plus _Rev. 2.3
3041401010 | eCO2 plus - System Control Board_Assy_Rev1.0 | 34143200 | 37898952 | System Control Board_Assy_Rev1.0 | eCO2 plus _Rev. 2.3
3305000900 | eCO2 plus - PC Board | 51871400 | 57577254 | PC Board | eCO2 plus _Rev. 2.3
3305004000 | eCO2 plus - RAM_512MB | 12639550 | 14029900.5 | RAM_512MB | eCO2 plus _Rev. 2.3
3305003900 | eCO2 plus - DOM_1GB | 15758400 | 17491824 | DOM_1GB | eCO2 plus _Rev. 2.3
3306205200 | eCO2 plus - Micro Switch | 4267900 | 4737369 | Micro Switch | eCO2 plus _Rev. 2.3
3041400401 | eCO2 plus - Aiming Interface Board_Assy_Rev1.1 | 11490500 | 12754455 | Aiming Interface Board_Assy_Rev1.1 | eCO2 plus _Rev. 2.3
3041400900 | eCO2 plus - Front Interface Board_Assy | 11490500 | 12754455 | Front Interface Board_Assy | eCO2 plus _Rev. 2.3
3042206410 | eCO2 plus - Wire Speaker 2 | 4267900 | 4737369 | Wire Speaker 2 | eCO2 plus _Rev. 2.3
3305504101 | eCO2 plus - Air pump (220V) | 42514850 | 47191483.5 | Air pump (220V) | eCO2 plus _Rev. 2.3
3305504200 | eCO2 plus - Air Pump | 42514850 | 47191483.5 | Air Pump | eCO2 plus _Rev. 2.3
3042205411 | eCO2 plus - WIRE ROTARY SWITCH | 5745250 | 6377227.5 | WIRE ROTARY SWITCH | eCO2 plus _Rev. 2.3
3306301400 | eCO2 plus - VARIABLE RESISTOR | 4760350 | 5283988.5 | VARIABLE RESISTOR | eCO2 plus _Rev. 2.3
3306500900 | eCO2 plus - Power Cable | 4760350 | 5283988.5 | Power Cable | eCO2 plus _Rev. 2.3
3306507100 | eCO2 plus - AC POWER CABLE_8145(110V,13A,3M) | 5252800 | 5830608 | AC POWER CABLE_8145(110V,13A,3M) | eCO2 plus _Rev. 2.3
3306201200 | eCO2 plus - FUSE | 4267900 | 4737369 | FUSE | eCO2 plus _Rev. 2.3
3306204900 | eCO2 plus - KEY SWITCH | 15265950 | 16945204.5 | KEY SWITCH | eCO2 plus _Rev. 2.3
3306210300 | eCO2 plus - AC Power Socket | 4267900 | 4737369 | AC Power Socket | eCO2 plus _Rev. 2.3
3306700100 | eCO2 plus - GND TERMINAL | 4267900 | 4737369 | GND TERMINAL | eCO2 plus _Rev. 2.3
833062208C023 | eCO2 plus - Assembly_Emergency Switch | 11490500 | 12754455 | Assembly_Emergency Switch | eCO2 plus _Rev. 2.3
3306220800 | eCO2 plus - EMERGENCY SWITCH | 10505600 | 11661216 | EMERGENCY SWITCH | eCO2 plus _Rev. 2.3
3042202301 | eCO2 plus - WIRE_EMERGENCY SW | 4760350 | 5283988.5 | WIRE_EMERGENCY SW | eCO2 plus _Rev. 2.3
3306601400 | eCO2 plus - Remote Interlock Connector | 5252800 | 5830608 | Remote Interlock Connector | eCO2 plus _Rev. 2.3
3042204000 | eCO2 plus - Wire_Foot SW Input | 5252800 | 5830608 | Wire_Foot SW Input | eCO2 plus _Rev. 2.3
3012207300 | eCO2 plus - FOOT SWITCH | 15758400 | 17491824 | FOOT SWITCH | eCO2 plus _Rev. 2.3
5. MECHANICAL PART |  |  | 0 |  | eCO2 plus _Rev. 2.3
3041802001 | eCO2 plus - BASE-BODY | 35128100 | 38992191 | BASE-BODY | eCO2 plus _Rev. 2.3
3408100800 | eCO2 plus - SWIVEL CASTOR | 6401850 | 7106053.5 | SWIVEL CASTOR | eCO2 plus _Rev. 2.3
3031800300 | eCO2 plus - AL HANDLE BODY | 8864100 | 9839151 | AL HANDLE BODY | eCO2 plus _Rev. 2.3
3042104100 | eCO2 plus - COVER-LCD,FRT | 7386750 | 8199292.5 | COVER-LCD,FRT | eCO2 plus _Rev. 2.3
3042103900 | eCO2 plus - COVER-LCD,RR | 6894300 | 7652673 | COVER-LCD,RR | eCO2 plus _Rev. 2.3
3032102301 | eCO2 plus - LCD GASKET | 4760350 | 5283988.5 | LCD GASKET | eCO2 plus _Rev. 2.3
3042101900 | eCO2 plus - COVER A-BODY,FRT | 27248900 | 30246279 | COVER A-BODY,FRT | eCO2 plus _Rev. 2.3
3042103300 | eCO2 plus - COVER A-BODY,RR | 21503650 | 23869051.5 | COVER A-BODY,RR | eCO2 plus _Rev. 2.3
3042102301 | eCO2 plus - COVER A-BODY,LEFT | 32501700 | 36076887 | COVER A-BODY,LEFT | eCO2 plus _Rev. 2.3
3042102801 | eCO2 plus - COVER A-BODY,RIGHT | 32009250 | 35530267.5 | COVER A-BODY,RIGHT | eCO2 plus _Rev. 2.3
3042103600 | eCO2 plus - COVER-BODY TOP,UPR | 14773500 | 16398585 | COVER-BODY TOP,UPR | eCO2 plus _Rev. 2.3
3408700700 | eCO2 plus - HANDLE | 4760350 | 5283988.5 | HANDLE | eCO2 plus _Rev. 2.3
6. ACCESSORY |  |  | 0 |  | eCO2 plus _Rev. 2.3
4100503100 | eCO2 plus - Doctor's Goggle | Contact sales | Contact sales | Doctor's Goggle | eCO2 plus _Rev. 2.3
4100501000 | eCO2 plus - Goggle(10600nm) | Contact sales | Contact sales | Goggle(10600nm) | eCO2 plus _Rev. 2.3
4100503600 | eCO2 plus - GOGGLE_PATIENT | Contact sales | Contact sales | GOGGLE_PATIENT | eCO2 plus _Rev. 2.3
6040352001 | eCO2 plus - SP III MICRO HANDPIECE SET | Contact sales | Contact sales | SP III MICRO HANDPIECE SET | eCO2 plus _Rev. 2.3
6040452001 | eCO2 plus - eCO2 DENTAL ZOOM HANDPIECE SET | Contact sales | Contact sales | eCO2 DENTAL ZOOM HANDPIECE SET | eCO2 plus _Rev. 2.3
6040353001 | eCO2 plus - SP III ZOOM HANDPIECE SET | Contact sales | Contact sales | SP III ZOOM HANDPIECE SET | eCO2 plus _Rev. 2.3
6040225001 | eCO2 plus - eCO2_BellaV_90 | Contact sales | Contact sales | eCO2_BellaV_90 | eCO2 plus _Rev. 2.3
6040226001 | eCO2 plus - eCO2_BellaV_360 | Contact sales | Contact sales | eCO2_BellaV_360 | eCO2 plus _Rev. 2.3
6040227001 | eCO2 plus - CONNECTOR_PETIT_HANDPIECE_eCO2 | Contact sales | Contact sales | CONNECTOR_PETIT_HANDPIECE_eCO2 | eCO2 plus _Rev. 2.3
3137101300 | eCO2 plus - FOOT SWITCH ASSY | Contact sales | Contact sales | FOOT SWITCH ASSY | eCO2 plus _Rev. 2.3
1. HANDPIECE & FIBER |  |  | 0 |  | DermaV
6011650001 | DermaV - HANDPIECE ASSY_ST-A_GL19 | 470782200 | 522568242 | HANDPIECE ASSY_ST-A_GL19 | DermaV
3012128200 | DermaV - VELCRO | 5088650 | 5648401.5 | VELCRO | DermaV
3A11607001 | DermaV - FIBER ASSY_DermaV | 308930300 | 342912633 | FIBER ASSY_DermaV | DermaV
6011651001 | DermaV - HANDPIECE_ST-A_GL19 | 166940550 | 185304010.5 | HANDPIECE_ST-A_GL19 | DermaV
3110325300 | DermaV - CAP_COUPLING | 5088650 | 5648401.5 | CAP_COUPLING | DermaV
3110624603 | DermaV - ASSY_ICD_TIP_HOLDER | 14445200 | 16034172 | ASSY_ICD_TIP_HOLDER | DermaV
3110638200 | DermaV - HOLDER_CARTRIDGE_H | 14445200 | 16034172 | HOLDER_CARTRIDGE_H | DermaV
3110637902 | DermaV - HOLDER_CARTRIDGE_F | 13460300 | 14940933 | HOLDER_CARTRIDGE_F | DermaV
3110628900 | DermaV - CAP_VALVE_NOZZLE | 5088650 | 5648401.5 | CAP_VALVE_NOZZLE | DermaV
3110640200 | DermaV - NOZZLE_ICD_20G | 5581100 | 6195021 | NOZZLE_ICD_20G | DermaV
3110632703 | DermaV - COVER_HANDPIECE_ICD_LH | 6566000 | 7288260 | COVER_HANDPIECE_ICD_LH | DermaV
3110632803 | DermaV - COVER_HANDPIECE_ICD_RH | 6073550 | 6741640.5 | COVER_HANDPIECE_ICD_RH | DermaV
3110632901 | DermaV - COVER_HANDPIECE_ICD_TOP | 6566000 | 7288260 | COVER_HANDPIECE_ICD_TOP | DermaV
3110633001 | DermaV - BUTTON_SHOOT | 5581100 | 6195021 | BUTTON_SHOOT | DermaV
3110633100 | DermaV - BUTTON_READY | 5581100 | 6195021 | BUTTON_READY | DermaV
3110633201 | DermaV - FILTER_HANDPIECE | 5581100 | 6195021 | FILTER_HANDPIECE | DermaV
3110633301 | DermaV - BUTTON_LOCK_FIBER | 5581100 | 6195021 | BUTTON_LOCK_FIBER | DermaV
3110633400 | DermaV - LED_HANDPIECE | 5088650 | 5648401.5 | LED_HANDPIECE | DermaV
3110633501 | DermaV - COVER_SKIN_TEMPERATURE_LH | 5581100 | 6195021 | COVER_SKIN_TEMPERATURE_LH | DermaV
3110633601 | DermaV - COVER_SKIN_TEMPERATURE_RH | 5581100 | 6195021 | COVER_SKIN_TEMPERATURE_RH | DermaV
3110633701 | DermaV - LOCK_FIBER | 6566000 | 7288260 | LOCK_FIBER | DermaV
3902401000 | DermaV - ZIPPER-BRAIDED_WRAP | 8699950 | 9656944.5 | ZIPPER-BRAIDED_WRAP | DermaV
3112226511 | DermaV - WIRE HANPDIECE FAN | 7058450 | 7834879.5 | WIRE HANPDIECE FAN | DermaV
3111403811 | DermaV - ASSY_IR TEMP BOARD | 14445200 | 16034172 | ASSY_IR TEMP BOARD | DermaV
3111404912 | DermaV - HANDPIECE ICD BOARD ASSY | 26592300 | 29517453 | HANDPIECE ICD BOARD ASSY | DermaV
3111405310 | DermaV - HP SWITCH BOARD ASSY | 8207500 | 9110325 | HP SWITCH BOARD ASSY | DermaV
3111405511 | DermaV - HP LED BOARD ASSY | 6073550 | 6741640.5 | HP LED BOARD ASSY | DermaV
3111405910 | DermaV - HP TIP GENDER BOARD ASSY | 5581100 | 6195021 | HP TIP GENDER BOARD ASSY | DermaV
3111406113 | DermaV - HP ID SENSING BOARD ASSY | 8699950 | 9656944.5 | HP ID SENSING BOARD ASSY | DermaV
3112226311 | DermaV - WIRE ICD SOLENOID VALVE | 54826100 | 60856971 | WIRE ICD SOLENOID VALVE | DermaV
3112226414 | DermaV - WIRE HP SIGNALS FROM SYSTEM BOARD (ICD) | 38082800 | 42271908 | WIRE HP SIGNALS FROM SYSTEM BOARD (ICD) | DermaV
2. CARTRIDGE |  |  | 0 |  | DermaV
3010703702 | DermaV - ASSY_CARTRIDGE_2MM | 17564050 | 19496095.5 | ASSY_CARTRIDGE_2MM | DermaV
3010703802 | DermaV - ASSY_CARTRIDGE_3MM | 17564050 | 19496095.5 | ASSY_CARTRIDGE_3MM | DermaV
3010703903 | DermaV - ASSY_CARTRIDGE_5_7MM | 17071600 | 18949476 | ASSY_CARTRIDGE_5_7MM | DermaV
3010704002 | DermaV - ASSY_CARTRIDGE_8_10_12MM | 17564050 | 19496095.5 | ASSY_CARTRIDGE_8_10_12MM | DermaV
3010704102 | DermaV - ASSY_CARTRIDGE_12_14_16MM | 17564050 | 19496095.5 | ASSY_CARTRIDGE_12_14_16MM | DermaV
3010718702 | DermaV - ASSY_CARTRIDGE_3X10MM | 29711150 | 32979376.5 | ASSY_CARTRIDGE_3X10MM | DermaV
3010716502 | DermaV - ASSY_CARTRIDGE_FRACTIONAL | 28069650 | 31157311.5 | ASSY_CARTRIDGE_FRACTIONAL | DermaV
3010123700 | DermaV - BI CONVEX LENS(F=30MM) | 10341450 | 11479009.5 | BI CONVEX LENS(F=30MM) | DermaV
3010123800 | DermaV - BI CONVEX LENS(F=40MM) | 10341450 | 11479009.5 | BI CONVEX LENS(F=40MM) | DermaV
3010123900 | DermaV - BI CONVEX LENS(F=50MM) | 10341450 | 11479009.5 | BI CONVEX LENS(F=50MM) | DermaV
3010124100 | DermaV - BI CONVEX LENS(F=21MM)_F_SILICA | 10341450 | 11479009.5 | BI CONVEX LENS(F=21MM)_F_SILICA | DermaV
3010124000 | DermaV - BI CONVEX LENS(F=20MM)_F_SILICA | 10341450 | 11479009.5 | BI CONVEX LENS(F=20MM)_F_SILICA | DermaV
3010124200 | DermaV - BI CONCAVE LENS(F=-150MM) | 10341450 | 11479009.5 | BI CONCAVE LENS(F=-150MM) | DermaV
3010124301 | DermaV - CYLINDERICAL LENS | 14445200 | 16034172 | CYLINDERICAL LENS | DermaV
3010125300 | DermaV - CYLINDERICAL LENS(F=70MM) | 14445200 | 16034172 | CYLINDERICAL LENS(F=70MM) | DermaV
3110403100 | DermaV - MLA | 111950300 | 124264833 | MLA | DermaV
3010123300 | DermaV - BI CONVEX LENS(F=15MM) | 10341450 | 11479009.5 | BI CONVEX LENS(F=15MM) | DermaV
3010123400 | DermaV - BI CONVEX LENS(F=20MM) | 10341450 | 11479009.5 | BI CONVEX LENS(F=20MM) | DermaV
3010123500 | DermaV - BI CONVEX LENS(F=25MM) | 10341450 | 11479009.5 | BI CONVEX LENS(F=25MM) | DermaV
3110325100 | DermaV - CAP_CARTRIDGE_F | 5088650 | 5648401.5 | CAP_CARTRIDGE_F | DermaV
3110325200 | DermaV - CAP_CARTRIDGE_W | 5088650 | 5648401.5 | CAP_CARTRIDGE_W | DermaV
3. HEAD COMPONENT |  |  | 0 |  | DermaV
3010125700 | DermaV - KTP | 121306850 | 134650603.5 | KTP | DermaV
3408917100 | DermaV - CAL_CERAMIC PLATE | 4924500 | 5466195 | CAL_CERAMIC PLATE | DermaV
3010121600 | DermaV - AOM | 191563050 | 212634985.5 | AOM | DermaV
3010122100 | DermaV - 45 MIRROR_532(M3) | 11818800 | 13118868 | 45 MIRROR_532(M3) | DermaV
3010121900 | DermaV - HR MIRROR(M1) | 24458350 | 27148768.5 | HR MIRROR(M1) | DermaV
3010122400 | DermaV - 1064NM OC | 24458350 | 27148768.5 | 1064NM OC | DermaV
3010123001 | DermaV - SHUTTER MIRROR | 13460300 | 14940933 | SHUTTER MIRROR | DermaV
3010122800 | DermaV - L_MIRROR | 28562100 | 31703931 | L_MIRROR | DermaV
3010122500 | DermaV - COM_MIRROR | 29711150 | 32979376.5 | COM_MIRROR | DermaV
3203302700 | DermaV - ND FILTER | 10833900 | 12025629 | ND FILTER | DermaV
3010123100 | DermaV - WAVEPLATE | 46454450 | 51564439.5 | WAVEPLATE | DermaV
3010122000 | DermaV - 45 MIRROR_1064(M2) | 13952750 | 15487552.5 | 45 MIRROR_1064(M2) | DermaV
6A00135010 | DermaV - FLASH LAMP | 38575250 | 42818527.5 | FLASH LAMP, FLASHLAMP, FLASH LAMP | DermaV
3408903300 | DermaV - CERAMIC PLATE (17*15*3 t) | 6073550 | 6741640.5 | CERAMIC PLATE (17*15*3 t) | DermaV
3010122900 | DermaV - 45 MIRROR_635 | 10833900 | 12025629 | 45 MIRROR_635 | DermaV
3010122702 | DermaV - CALIBRATION MIRROR | 13624450 | 15123139.5 | CALIBRATION MIRROR | DermaV
3010122300 | DermaV - 532NM OC | 24950800 | 27695388 | 532NM OC | DermaV
3010122601 | DermaV - POLARIZER | 25443250 | 28242007.5 | POLARIZER | DermaV
3010122200 | DermaV - 0 HR MIRROR_532(M4) | 14937650 | 16580791.5 | 0 HR MIRROR_532(M4) | DermaV
3010125600 | DermaV - BI CONVEX LENS(F=35MM) | 10341450 | 11479009.5 | BI CONVEX LENS(F=35MM) | DermaV
3110906301 | DermaV - HOSE_BAR | 5581100 | 6195021 | HOSE_BAR | DermaV
3110906200 | DermaV - SILICON_ELBOW_12x18 | 6566000 | 7288260 | SILICON_ELBOW_12x18 | DermaV
3408916100 | DermaV - HOSE_CLAMP | 5088650 | 5648401.5 | HOSE_CLAMP | DermaV
6011628001 | DermaV - ASSY PUMP CHAMBER_DermaV | 706009150 | 783670156.5 | ASSY PUMP CHAMBER_DermaV | DermaV
3306003700 | DermaV - ERI60-18-ESB-28L-A-LR1 | 89461750 | 99302542.5 | ERI60-18-ESB-28L-A-LR1 | DermaV
3012278100 | DermaV - WIRE_DC MOTOR | 8207500 | 9110325 | WIRE_DC MOTOR | DermaV
3012279000 | DermaV - WIRE_GENDER TO CVT | 5581100 | 6195021 | WIRE_GENDER TO CVT | DermaV
3012278200 | DermaV - WIRE_DC MOTOR SW532 | 5581100 | 6195021 | WIRE_DC MOTOR SW532 | DermaV
3012276100 | DermaV - WIRE SAFETY SHUTTER CONTROL | 11818800 | 13118868 | WIRE SAFETY SHUTTER CONTROL | DermaV
3012278800 | DermaV - WIRE_ANGLE MOTOR SENSOR | 6073550 | 6741640.5 | WIRE_ANGLE MOTOR SENSOR | DermaV
3011419600 | DermaV - HEAD GENDER BOARD ASSY | 9684850 | 10750183.5 | HEAD GENDER BOARD ASSY | DermaV
3012275100 | DermaV - WIRE HEAD GENDER BOARD | 7058450 | 7834879.5 | WIRE HEAD GENDER BOARD | DermaV
3012276200 | DermaV - WIRE SAFETY SHUTTER SENSOR | 6073550 | 6741640.5 | WIRE SAFETY SHUTTER SENSOR | DermaV
3012278001 | DermaV - WIRE_GENDER TO DC MOTOR | 6566000 | 7288260 | WIRE_GENDER TO DC MOTOR | DermaV
3011411200 | DermaV - Fiber Check Board Ass'y | 6566000 | 7288260 | Fiber Check Board Ass'y | DermaV
3011421200 | DermaV - BLACK SHEET -200X200 | 27577200 | 30610692 | BLACK SHEET -200X200 | DermaV
3011420601 | DermaV - GL19 MFC_PD BOARD ASSY | 15430100 | 17127411 | GL19 MFC_PD BOARD ASSY | DermaV
3012279100 | DermaV - WIRE_CAVITY SHUTTER | 12311250 | 13665487.5 | WIRE_CAVITY SHUTTER | DermaV
3111400610 | DermaV - WATER SEN BOARD ASS'Y | 6566000 | 7288260 | WATER SEN BOARD ASS'Y | DermaV
3012278700 | DermaV - WIRE_ANGLE MOTOR | 6073550 | 6741640.5 | WIRE_ANGLE MOTOR | DermaV
3012279200 | DermaV - WIRE_KTP BLOCK | 22816850 | 25326703.5 | WIRE_KTP BLOCK | DermaV
3011419301 | DermaV - A'SSY HEAD CONNECTOR BOARD | 10341450 | 11479009.5 | A'SSY HEAD CONNECTOR BOARD | DermaV
3012276702 | DermaV - WIRE FIBER CHECK SWITCH | 5581100 | 6195021 | WIRE FIBER CHECK SWITCH | DermaV
3012278900 | DermaV - WIRE_ANGLE MOTOR ENCODE | 6073550 | 6741640.5 | WIRE_ANGLE MOTOR ENCODE | DermaV
3012278301 | DermaV - WIRE_DC MOTOR SW1064 | 6073550 | 6741640.5 | WIRE_DC MOTOR SW1064 | DermaV
3012276400 | DermaV - WIRE WATER SENSOR BOARD 2 | 5088650 | 5648401.5 | WIRE WATER SENSOR BOARD 2 | DermaV
3012276501 | DermaV - WIRE FIBER TEMPERATURE | 6073550 | 6741640.5 | WIRE FIBER TEMPERATURE | DermaV
3012276600 | DermaV - WIRE AIMING BEAM CONTROL | 12967850 | 14394313.5 | WIRE AIMING BEAM CONTROL | DermaV
3012276300 | DermaV - WIRE WATER SENSOR BOARD 1 | 6073550 | 6741640.5 | WIRE WATER SENSOR BOARD 1 | DermaV
3012282001 | DermaV - WIRE CHAMBER TO BLOCK TERMINAL | 6073550 | 6741640.5 | WIRE CHAMBER TO BLOCK TERMINAL | DermaV
3306701700 | DermaV - TERMINAL BLOCK | 5088650 | 5648401.5 | TERMINAL BLOCK | DermaV
3012280200 | DermaV - WIRE EARTH TO HEAD | 5581100 | 6195021 | WIRE EARTH TO HEAD | DermaV
3012280100 | DermaV - WIRE EARTH TO CHAMBER | 5581100 | 6195021 | WIRE EARTH TO CHAMBER | DermaV
3012279500 | DermaV - WIRE AOM TEMP HEAD TO AO Q-SW | 6566000 | 7288260 | WIRE AOM TEMP HEAD TO AO Q-SW | DermaV
3012281400 | DermaV - WIRE RF HEAD TO AO Q-SW | 7058450 | 7834879.5 | WIRE RF HEAD TO AO Q-SW | DermaV
3306606000 | DermaV - CONNECTOR_SMA-BA-JJ | 6566000 | 7288260 | CONNECTOR_SMA-BA-JJ | DermaV
3306605900 | DermaV - CONNECTOR_BNC-BA-JJ | 6073550 | 6741640.5 | CONNECTOR_BNC-BA-JJ | DermaV
4. POWER SUPPLY & CONTROL SYSTEM |  |  | 0 |  | DermaV
3305702501 | DermaV - 10.4" X86 LCD MODULE | 166940550 | 185304010.5 | 10.4" X86 LCD MODULE | DermaV
3111101713 | DermaV - ML16 JUNCTION BOARD ASSY | 16086700 | 17856237 | ML16 JUNCTION BOARD ASSY | DermaV
3305600400 | DermaV - NOISE FILTER | 12311250 | 13665487.5 | NOISE FILTER | DermaV
3011132106 | DermaV - GL19 HVPS+SIMMER BOARD ASSY | 166940550 | 185304010.5 | GL19 HVPS+SIMMER BOARD ASSY | DermaV
3011132601 | DermaV - GL19 DSP BOARD ASSY | 21831950 | 24233464.5 | GL19 DSP BOARD ASSY | DermaV
3306216700 | DermaV - SMPS | 9192400 | 10203564 | SMPS | DermaV
3011133300 | DermaV - GL19 AC LINE FILTER BOARD ASSY | 18713100 | 20771541 | GL19 AC LINE FILTER BOARD ASSY | DermaV
3306218800 | DermaV - CIRCUIT BREAKER | 6566000 | 7288260 | CIRCUIT BREAKER | DermaV
3111101814 | DermaV - ML16 PFC BOARD ASSY | 97176800 | 107866248 | ML16 PFC BOARD ASSY | DermaV
3306218900 | DermaV - CONTACTOR | 8207500 | 9110325 | CONTACTOR | DermaV
3011132901 | DermaV - GL19 CONTACTOR DRIVER BOARD ASSY | 11818800 | 13118868 | GL19 CONTACTOR DRIVER BOARD ASSY | DermaV
3011419802 | DermaV - SYSTEM BOARD ASSY | 55811000 | 61950210 | SYSTEM BOARD ASSY | DermaV
3011420001 | DermaV - UPDATE BOARD ASSY | 10833900 | 12025629 | UPDATE BOARD ASSY | DermaV
3011419002 | DermaV - A'SSY HEAD CONTROL BOARD | 39067700 | 43365147 | A'SSY HEAD CONTROL BOARD | DermaV
3011420503 | DermaV - GL19 MFC BOARD ASSY | 56960050 | 63225655.5 | GL19 MFC BOARD ASSY | DermaV
3011132308 | DermaV - GL19 PUMPING BOARD ASSY | 189921550 | 210812920.5 | GL19 PUMPING BOARD ASSY | DermaV
3011135300 | DermaV - RF DRIVER_RFD-50-40MA1 | 191070600 | 212088366 | RF DRIVER_RFD-50-40MA1 | DermaV
3306220700 | DermaV - UMP10S-S2W-S2E-S2L-S2Q-ILQ-IEN-03-A-590 | 88312700 | 98027097 | UMP10S-S2W-S2E-S2L-S2Q-ILQ-IEN-03-A-590 | DermaV
3901100100 | DermaV - ML16-L306-100UH INDUCTOR | 23309300 | 25873323 | ML16-L306-100UH INDUCTOR | DermaV
3111404710 | DermaV - ICD SENSOR BOARD ASSY | 9684850 | 10750183.5 | ICD SENSOR BOARD ASSY | DermaV
3305301400 | DermaV - DMF-M140808Z | 170551850 | 189312553.5 | DMF-M140808Z | DermaV
3111505200 | DermaV - ASSY_FLOW_SWITCH | 8207500 | 9110325 | ASSY_FLOW_SWITCH | DermaV
3306219600 | DermaV - KEY BUTTON SWITCH | 7058450 | 7834879.5 | KEY BUTTON SWITCH | DermaV
3306400600 | DermaV - REED SENSOR | 5088650 | 5648401.5 | REED SENSOR | DermaV
833062208C742 | DermaV - Assembly_Emergency Switch | 12311250 | 13665487.5 | Assembly_Emergency Switch | DermaV
3306220800 | DermaV - EMERGENCY SWITCH | 11326350 | 12572248.5 | EMERGENCY SWITCH | DermaV
3012274201 | DermaV - WIRE EMERGENCY SWITCH | 5581100 | 6195021 | WIRE EMERGENCY SWITCH | DermaV
3306919100 | DermaV - AIR FOOT SWITCH | 14445200 | 16034172 | AIR FOOT SWITCH | DermaV
831122206C000 | DermaV - Assembly_Water pump | 45305400 | 50288994 | Assembly_Water pump | DermaV
830122754C000 | DermaV - Assembly_ICD heater | 22324400 | 24780084 | Assembly_ICD heater | DermaV
830122759C000 | DermaV - Assembly_ICD heater_US | 22324400 | 24780084 | Assembly_ICD heater_US | DermaV
5. COOLING SYSTEM |  |  | 0 |  | DermaV
831109092C238 | DermaV - Assembly_Water Tank | 19205550 | 21318160.5 | Assembly_Water Tank | DermaV
3110903200 | DermaV - NIPPLE_WATER_TANK | 6566000 | 7288260 | NIPPLE_WATER_TANK | DermaV
3110903300 | DermaV - NUT_NIPPLE_TANK | 5581100 | 6195021 | NUT_NIPPLE_TANK | DermaV
3110909204 | DermaV - WATER_TANK_MACH | 9684850 | 10750183.5 | WATER_TANK_MACH | DermaV
3012273401 | DermaV - WIRE WATER LEVEL UPPER | 6566000 | 7288260 | WIRE WATER LEVEL UPPER | DermaV
3012273501 | DermaV - WIRE WATER LEVEL LOWER | 6566000 | 7288260 | WIRE WATER LEVEL LOWER | DermaV
3112108900 | DermaV - CAP_WATER_TANK | 6566000 | 7288260 | CAP_WATER_TANK | DermaV
3110908600 | DermaV - HEAT_EXCHANGER | 51214800 | 56848428 | HEAT_EXCHANGER | DermaV
3111102310 | DermaV - ML16 MAIN FAN JUNCTION BOARD ASSY | 5581100 | 6195021 | ML16 MAIN FAN JUNCTION BOARD ASSY | DermaV
3112221010 | DermaV - WIRE MAIN COOLING FAN | 5581100 | 6195021 | WIRE MAIN COOLING FAN | DermaV
3112221110 | DermaV - WIRE MAIN COOLING FAN 1 | 7715050 | 8563705.5 | WIRE MAIN COOLING FAN 1 | DermaV
3112221210 | DermaV - WIRE MAIN COOLING FAN 2 | 7715050 | 8563705.5 | WIRE MAIN COOLING FAN 2 | DermaV
3112221310 | DermaV - WIRE MAIN COOLING FAN 3 | 7715050 | 8563705.5 | WIRE MAIN COOLING FAN 3 | DermaV
3112221411 | DermaV - WIRE MAIN COOLING FAN 4 | 7715050 | 8563705.5 | WIRE MAIN COOLING FAN 4 | DermaV
3112221510 | DermaV - WIRE MAIN COOLING FAN 5 | 7715050 | 8563705.5 | WIRE MAIN COOLING FAN 5 | DermaV
3112221610 | DermaV - WIRE MAIN COOLING FAN 6 | 7715050 | 8563705.5 | WIRE MAIN COOLING FAN 6 | DermaV
3112221711 | DermaV - WIRE MAIN COOLING FAN 7 | 7715050 | 8563705.5 | WIRE MAIN COOLING FAN 7 | DermaV
3112221810 | DermaV - WIRE MAIN COOLING FAN 8 | 7715050 | 8563705.5 | WIRE MAIN COOLING FAN 8 | DermaV
3110909500 | DermaV - FILTER_CLEAN_WATER | 6566000 | 7288260 | FILTER_CLEAN_WATER | DermaV
3110904200 | DermaV - FITTING_DI_FILTER_LH | 8207500 | 9110325 | FITTING_DI_FILTER_LH | DermaV
3110910200 | DermaV - GASKET_DI_FILTER_INLET | 5088650 | 5648401.5 | GASKET_DI_FILTER_INLET | DermaV
3110904300 | DermaV - FITTING_DI_FILTER_RH | 8207500 | 9110325 | FITTING_DI_FILTER_RH | DermaV
3110910001 | DermaV - GASKET_DI_FILTER | 5088650 | 5648401.5 | GASKET_DI_FILTER | DermaV
3110909700 | DermaV - DI_FILTER | 8207500 | 9110325 | DI_FILTER | DermaV
3110907100 | DermaV - FITTING_DI_FILTER_LH_LWR | 7715050 | 8563705.5 | FITTING_DI_FILTER_LH_LWR | DermaV
3110906800 | DermaV - FITTING_DI_FILTER_RH_LWR | 7715050 | 8563705.5 | FITTING_DI_FILTER_RH_LWR | DermaV
6. MECHANICAL PART |  |  | 0 |  | DermaV
3112106200 | DermaV - COVER_LCD | 13952750 | 15487552.5 | COVER_LCD | DermaV
3112106300 | DermaV - GASKET_LCD | 6566000 | 7288260 | GASKET_LCD | DermaV
3112124500 | DermaV - COVER_TOP_ICD | 28069650 | 31157311.5 | COVER_TOP_ICD | DermaV
3112124600 | DermaV - SAFETY_CAP_FIBER_GUIDE | 6073550 | 6741640.5 | SAFETY_CAP_FIBER_GUIDE | DermaV
3112118500 | DermaV - GUIDE_BLOCK_CAN_ICD | 12311250 | 13665487.5 | GUIDE_BLOCK_CAN_ICD | DermaV
3112119600 | DermaV - GUIDE_BLOCK_CAN_ICD_S | US Only | US Only | GUIDE_BLOCK_CAN_ICD_S | DermaV
831121217C000 | DermaV - Assembly_COVER_SIDE (RH, LH) | 36933750 | 40996462.5 | Assembly_COVER_SIDE (RH, LH) | DermaV
3112121700 | DermaV - COVER_SIDE | 28069650 | 31157311.5 | COVER_SIDE | DermaV
3112119001 | DermaV - DECO_PANEL_SIDE | 8699950 | 9656944.5 | DECO_PANEL_SIDE | DermaV
3112119100 | DermaV - MOUNT_COVER_SIDE | 6566000 | 7288260 | MOUNT_COVER_SIDE | DermaV
3306400600 | DermaV - REED SENSOR | 5088650 | 5648401.5 | REED SENSOR | DermaV
3112122300 | DermaV - COVER_FRONT_SKIN | 28562100 | 31703931 | COVER_FRONT_SKIN | DermaV
3112105501 | DermaV - COVER_FRONT_MIDDLE | 33322450 | 36987919.5 | COVER_FRONT_MIDDLE | DermaV
3112105600 | DermaV - COVER_FRONT_REAR | 34307350 | 38081158.5 | COVER_FRONT_REAR | DermaV
3112105901 | DermaV - DUST_FILTER | 7058450 | 7834879.5 | DUST_FILTER | DermaV
3112121001 | DermaV - HANDLE_FRONT | 35456400 | 39356604 | HANDLE_FRONT | DermaV
3112120201 | DermaV - ASSY_COVER_REAR | 30203600 | 33525996 | ASSY_COVER_REAR | DermaV
3112109701 | DermaV - HANGER_CABLE_UPR | 8699950 | 9656944.5 | HANGER_CABLE_UPR | DermaV
3112109601 | DermaV - HANGER_CABLE_LWR | 8699950 | 9656944.5 | HANGER_CABLE_LWR | DermaV
3112117201 | DermaV - HANDLE_REAR | 64182650 | 71242741.5 | HANDLE_REAR | DermaV
3112122200 | DermaV - COVER_UPDATE_BOARD | 5581100 | 6195021 | COVER_UPDATE_BOARD | DermaV
3112122701 | DermaV - COMPL_POLE_FIBER | 108831450 | 120802909.5 | COMPL_POLE_FIBER | DermaV
3102125100 | DermaV - CLIP_STAND | 5581100 | 6195021 | CLIP_STAND | DermaV
3112122501 | DermaV - ASSY_CRADLE_HANDPIECE | 17071600 | 18949476 | ASSY_CRADLE_HANDPIECE | DermaV
3112118102 | DermaV - ASSY_CAP_ICD_CAN | 17071600 | 18949476 | ASSY_CAP_ICD_CAN | DermaV
3112119301 | DermaV - ASSY_CAP_ICD_CAN_S | US Only | US Only | ASSY_CAP_ICD_CAN_S | DermaV
3112108700 | DermaV - ASSY_COVER_WATER_TANK | 14937650 | 16580791.5 | ASSY_COVER_WATER_TANK | DermaV
3408101400 | DermaV - SWIVEL CASTOR | 8699950 | 9656944.5 | SWIVEL CASTOR | DermaV
3112124700 | DermaV - CAP_COVER_TOP_RR | 6566000 | 7288260 | CAP_COVER_TOP_RR | DermaV
3110910400 | DermaV - FITTING_3WAY_DRAIN | 8699950 | 9656944.5 | FITTING_3WAY_DRAIN | DermaV
3111502400 | DermaV - RELIEF_VALVE_ICD | 6566000 | 7288260 | RELIEF_VALVE_ICD | DermaV
7. HARNESS |  |  | 0 |  | DermaV
3012277202 | DermaV - WIRE_MFC_GUI_RS232 | 6073550 | 6741640.5 | WIRE_MFC_GUI_RS232 | DermaV
3012279400 | DermaV - WIRE_UPDATE | 6566000 | 7288260 | WIRE_UPDATE | DermaV
3012274300 | DermaV - WIRE BUTTON SWITCH | 6073550 | 6741640.5 | WIRE BUTTON SWITCH | DermaV
3012274801 | DermaV - WIRE SMPS REMOTE CONTROL | 6073550 | 6741640.5 | WIRE SMPS REMOTE CONTROL | DermaV
3012274400 | DermaV - WIRE EMERGENCY AND BUTTON SWITCH | 6073550 | 6741640.5 | WIRE EMERGENCY AND BUTTON SWITCH | DermaV
3012276900 | DermaV - WIRE_PD_BIAS | 6073550 | 6741640.5 | WIRE_PD_BIAS | DermaV
3012274000 | DermaV - WIRE INTERLOCK SWITCH | 8699950 | 9656944.5 | WIRE INTERLOCK SWITCH | DermaV
3012272600 | DermaV - WIRE GUI COMMUNICATION | 5581100 | 6195021 | WIRE GUI COMMUNICATION | DermaV
3012275200 | DermaV - WIRE HANDPIECE BOARD UDPATE | 6073550 | 6741640.5 | WIRE HANDPIECE BOARD UDPATE | DermaV
3012274500 | DermaV - WIRE SMPS POWER | 6566000 | 7288260 | WIRE SMPS POWER | DermaV
3012273200 | DermaV - WIRE UPDATE CONTROL SIGNALS | 6073550 | 6741640.5 | WIRE UPDATE CONTROL SIGNALS | DermaV
3012272800 | DermaV - WIRE HANDPIECE BOARD - GENDER TO PANEL | 12311250 | 13665487.5 | WIRE HANDPIECE BOARD - GENDER TO PANEL | DermaV
3012275000 | DermaV - WIRE FAN AND PUMP CONTROL SIGNALS | 6073550 | 6741640.5 | WIRE FAN AND PUMP CONTROL SIGNALS | DermaV
3012274700 | DermaV - WIRE GUI UPDATE | 6073550 | 6741640.5 | WIRE GUI UPDATE | DermaV
3012277000 | DermaV - WIRE_MFC_UPDATE | 6566000 | 7288260 | WIRE_MFC_UPDATE | DermaV
3012273600 | DermaV - WIRE WATER TEMPERATURE | 7058450 | 7834879.5 | WIRE WATER TEMPERATURE | DermaV
3012276800 | DermaV - WIRE_PD_SMA_CABLE | 7058450 | 7834879.5 | WIRE_PD_SMA_CABLE | DermaV
3012273000 | DermaV - WIRE MFC BOARD | 6073550 | 6741640.5 | WIRE MFC BOARD | DermaV
3012275700 | DermaV - WIRE INTERLCOK - GENDER | 5581100 | 6195021 | WIRE INTERLCOK - GENDER | DermaV
3012272701 | DermaV - WIRE HANDPIECE BOARD - SYSTEM TO GENDER | 6566000 | 7288260 | WIRE HANDPIECE BOARD - SYSTEM TO GENDER | DermaV
3012278400 | DermaV - WIRE_HCB TO GENDER | 8699950 | 9656944.5 | WIRE_HCB TO GENDER | DermaV
3012275801 | DermaV - WIRE AIR FOOT SWITCH | 5088650 | 5648401.5 | WIRE AIR FOOT SWITCH | DermaV
3012274900 | DermaV - WIRE AC HEATER CONTROL SIGNALS | 6073550 | 6741640.5 | WIRE AC HEATER CONTROL SIGNALS | DermaV
3012278500 | DermaV - WIRE_DC POWER +12 +24 | 6566000 | 7288260 | WIRE_DC POWER +12 +24 | DermaV
3012278600 | DermaV - WIRE_DC POWER +5 | 6073550 | 6741640.5 | WIRE_DC POWER +5 | DermaV
3012275600 | DermaV - WIRE DOORLOCK - RIGHT&LEFT | 6566000 | 7288260 | WIRE DOORLOCK - RIGHT&LEFT | DermaV
3012273300 | DermaV - WIRE WATER FUNCTIONS | 6073550 | 6741640.5 | WIRE WATER FUNCTIONS | DermaV
3012274100 | DermaV - WIRE DOORLOCK SWITCH | 6073550 | 6741640.5 | WIRE DOORLOCK SWITCH | DermaV
3012274600 | DermaV - WIRE GUI POWER | 5581100 | 6195021 | WIRE GUI POWER | DermaV
3012273100 | DermaV - WIRE PC STATUS | 6073550 | 6741640.5 | WIRE PC STATUS | DermaV
3012279300 | DermaV - WIRE_TO SYSTEM UART | 6073550 | 6741640.5 | WIRE_TO SYSTEM UART | DermaV
3012277100 | DermaV - WIRE_MFC_IRTEMP | 6073550 | 6741640.5 | WIRE_MFC_IRTEMP | DermaV
3012272900 | DermaV - WIRE SYSTEM BOARD UPDATE | 6073550 | 6741640.5 | WIRE SYSTEM BOARD UPDATE | DermaV
3112217210 | DermaV - WIRE HVPS TO CAPACITOR GROUND | 5088650 | 5648401.5 | WIRE HVPS TO CAPACITOR GROUND | DermaV
3012281201 | DermaV - WIRE RF DRIVER FAN | 8699950 | 9656944.5 | WIRE RF DRIVER FAN | DermaV
3112216411 | DermaV - WIRE FAN PUMPING | 6073550 | 6741640.5 | WIRE FAN PUMPING | DermaV
3112217010 | DermaV - WIRE IGBT DETECTING SIGNAL | 5088650 | 5648401.5 | WIRE IGBT DETECTING SIGNAL | DermaV
3012283100 | DermaV - WIRE PUMPING THERMAL SWITCH | 5088650 | 5648401.5 | WIRE PUMPING THERMAL SWITCH | DermaV
3012281600 | DermaV - WIRE SMPS_1 TO JUNCTION 12V | 6566000 | 7288260 | WIRE SMPS_1 TO JUNCTION 12V | DermaV
3112218110 | DermaV - WIRE HVPS TO PUMPNG SIMMER MINUS | 5088650 | 5648401.5 | WIRE HVPS TO PUMPNG SIMMER MINUS | DermaV
3012280400 | DermaV - WIRE EARTH TO SMPS_1 | 5581100 | 6195021 | WIRE EARTH TO SMPS_1 | DermaV
3012280701 | DermaV - WIRE HVPS TO RF DRIVER | 8699950 | 9656944.5 | WIRE HVPS TO RF DRIVER | DermaV
3012291100 | DermaV - WIRE SMPS_1 TO RF DRIVER 48V | 5088650 | 5648401.5 | WIRE SMPS_1 TO RF DRIVER 48V | DermaV
3012282501 | DermaV - WIRE PUMPING TO BLOCK TERMINAL | 6073550 | 6741640.5 | WIRE PUMPING TO BLOCK TERMINAL | DermaV
3112217311 | DermaV - WIRE HVPS TO CAPACITOR PLUS | 5581100 | 6195021 | WIRE HVPS TO CAPACITOR PLUS | DermaV
3012281301 | DermaV - WIRE RF DRIVER TO HEAD | 6073550 | 6741640.5 | WIRE RF DRIVER TO HEAD | DermaV
3012281500 | DermaV - WIRE SMPS_1 AC INPUT TO LINE FILTER | 6566000 | 7288260 | WIRE SMPS_1 AC INPUT TO LINE FILTER | DermaV
3012285200 | DermaV - WIRE HVPS TO SMPS_1 5V | 5581100 | 6195021 | WIRE HVPS TO SMPS_1 5V | DermaV
3012280901 | DermaV - WIRE HVPS TO SMPS_1 15V | 5581100 | 6195021 | WIRE HVPS TO SMPS_1 15V | DermaV
3012281700 | DermaV - WIRE SMPS_1 TO JUNCTION 24V | 6566000 | 7288260 | WIRE SMPS_1 TO JUNCTION 24V | DermaV
3012282601 | DermaV - WIRE PUMPING TO INDUCTOR | 6073550 | 6741640.5 | WIRE PUMPING TO INDUCTOR | DermaV
3012282301 | DermaV - WIRE PUMPING TO BAR_B | 6073550 | 6741640.5 | WIRE PUMPING TO BAR_B | DermaV
3012280501 | DermaV - WIRE HVPS TO CONTACTOR DRIVER CONTROL | 6073550 | 6741640.5 | WIRE HVPS TO CONTACTOR DRIVER CONTROL | DermaV
3012279700 | DermaV - WIRE DRIVER TO CONTACTORS | 7715050 | 8563705.5 | WIRE DRIVER TO CONTACTORS | DermaV
3012282101 | DermaV - WIRE BAR_D TO BLOCK TERMINAL | 6073550 | 6741640.5 | WIRE BAR_D TO BLOCK TERMINAL | DermaV
3012282401 | DermaV - WIRE PUMPING TO BAR_A | 6073550 | 6741640.5 | WIRE PUMPING TO BAR_A | DermaV
3012281101 | DermaV - WIRE JUNCTION TO CONTACTOR DRIVER 24V | 6073550 | 6741640.5 | WIRE JUNCTION TO CONTACTOR DRIVER 24V | DermaV
3012282201 | DermaV - WIRE HVPS TO BAR_D | 5581100 | 6195021 | WIRE HVPS TO BAR_D | DermaV
3112217610 | DermaV - WIRE HVPS TO JUNCTION 12V | 5088650 | 5648401.5 | WIRE HVPS TO JUNCTION 12V | DermaV
3112217110 | DermaV - WIRE HVPS TO PFC FAN | 5581100 | 6195021 | WIRE HVPS TO PFC FAN | DermaV
3012282800 | DermaV - WIRE LINE FILTER INPUT 1 6KVA | 7715050 | 8563705.5 | WIRE LINE FILTER INPUT 1 6KVA | DermaV
3012283600 | DermaV - WIRE HVPS TO PFC PLUS | 5088650 | 5648401.5 | WIRE HVPS TO PFC PLUS | DermaV
3112219611 | DermaV - WIRE SMPS 2 TO HVPS AND PFC BOARD | 5581100 | 6195021 | WIRE SMPS 2 TO HVPS AND PFC BOARD | DermaV
3012279600 | DermaV - WIRE AOM TEMP HEAD TO DSP | 8207500 | 9110325 | WIRE AOM TEMP HEAD TO DSP | DermaV
3012280600 | DermaV - WIRE HVPS TO PUMPING 15V | 5581100 | 6195021 | WIRE HVPS TO PUMPING 15V | DermaV
3012280001 | DermaV - WIRE DSP TO SYSTEM BOARD | 5581100 | 6195021 | WIRE DSP TO SYSTEM BOARD | DermaV
3112218010 | DermaV - WIRE HVPS TO PUMPING CONTROL SIGNAL | 5581100 | 6195021 | WIRE HVPS TO PUMPING CONTROL SIGNAL | DermaV
3112217910 | DermaV - WIRE HVPS TO PFC CONTROL SIGNAL | 5581100 | 6195021 | WIRE HVPS TO PFC CONTROL SIGNAL | DermaV
3012281900 | DermaV - WIRE SNUBBER FAN TO PFC | 9192400 | 10203564 | WIRE SNUBBER FAN TO PFC | DermaV
3112227810 | DermaV - WIRE HVPS CT | 5088650 | 5648401.5 | WIRE HVPS CT | DermaV
3112216211 | DermaV - WIRE FAN HVPS-1 | 5088650 | 5648401.5 | WIRE FAN HVPS-1 | DermaV
3112216311 | DermaV - WIRE FAN HVPS-2 | 5088650 | 5648401.5 | WIRE FAN HVPS-2 | DermaV
3112216611 | DermaV - WIRE FAN HVPS-3 | 5088650 | 5648401.5 | WIRE FAN HVPS-3 | DermaV
3112216510 | DermaV - WIRE HVPS THERMAL SWITCH | 5088650 | 5648401.5 | WIRE HVPS THERMAL SWITCH | DermaV
3012279900 | DermaV - WIRE DSP TO MFC BOARD | 5581100 | 6195021 | WIRE DSP TO MFC BOARD | DermaV
3112218810 | DermaV - WIRE HVPS TO PFC GROUND | 5088650 | 5648401.5 | WIRE HVPS TO PFC GROUND | DermaV
3112229400 | DermaV - WIRE MAIN GROUND | 5088650 | 5648401.5 | WIRE MAIN GROUND | DermaV
3112217710 | DermaV - WIRE AC RELAY CONTROL | 5088650 | 5648401.5 | WIRE AC RELAY CONTROL | DermaV
3012283700 | DermaV - WIRE GL19 HVPS TO DISCHARGE RESISTOR | 14445200 | 16034172 | WIRE GL19 HVPS TO DISCHARGE RESISTOR | DermaV
3112216710 | DermaV - WIRE FAN PFC 1 | 5088650 | 5648401.5 | WIRE FAN PFC 1 | DermaV
3112227710 | DermaV - WIRE PFC INRUSH CURRENT RESISTOR | 5088650 | 5648401.5 | WIRE PFC INRUSH CURRENT RESISTOR | DermaV
3112216810 | DermaV - WIRE FAN PFC 2 | 5088650 | 5648401.5 | WIRE FAN PFC 2 | DermaV
3012281000 | DermaV - WIRE HVPS TO SYSTEM BOARD INTERFACE | 6566000 | 7288260 | WIRE HVPS TO SYSTEM BOARD INTERFACE | DermaV
3112219810 | DermaV - WIRE L/F TO JUNCTION 1 | 5088650 | 5648401.5 | WIRE L/F TO JUNCTION 1 | DermaV
3112219710 | DermaV - WIRE SMPS 2 TO JUNCTION | 5088650 | 5648401.5 | WIRE SMPS 2 TO JUNCTION | DermaV
3112219310 | DermaV - WIRE JUNCTION TO PFC 1 | 5088650 | 5648401.5 | WIRE JUNCTION TO PFC 1 | DermaV
3112219410 | DermaV - WIRE JUNCTION TO PFC 2 | 5088650 | 5648401.5 | WIRE JUNCTION TO PFC 2 | DermaV
3012279800 | DermaV - WIRE DSP TO HEAD CONTROL BOARD | 5581100 | 6195021 | WIRE DSP TO HEAD CONTROL BOARD | DermaV
3012283000 | DermaV - WIRE LINE FILTER INPUT 2 6KVA | 7715050 | 8563705.5 | WIRE LINE FILTER INPUT 2 6KVA | DermaV
3112222011 | DermaV - WIRE PILOT LIGHT TO LINE FILTER BOARD | 7058450 | 7834879.5 | WIRE PILOT LIGHT TO LINE FILTER BOARD | DermaV
3112219910 | DermaV - WIRE L/F TO JUNCTION 2 | 5088650 | 5648401.5 | WIRE L/F TO JUNCTION 2 | DermaV
3012275300 | DermaV - WIRE ICD PRESSURE SENSOR | 15430100 | 17127411 | WIRE ICD PRESSURE SENSOR | DermaV
3012273800 | DermaV - WIRE ICD HEATER TEMPERATURE SENSOR 1&2 | 5581100 | 6195021 | WIRE ICD HEATER TEMPERATURE SENSOR 1&2 | DermaV
3012273701 | DermaV - WIRE ICD SIGNALS | 6073550 | 6741640.5 | WIRE ICD SIGNALS | DermaV
3012273900 | DermaV - WIRE ICD HEATER TEMPERATURE SENSOR | 6073550 | 6741640.5 | WIRE ICD HEATER TEMPERATURE SENSOR | DermaV
3012284303 | DermaV - WIRE EARTH TO HP CIRCULAR CONNECTOR | 6566000 | 7288260 | WIRE EARTH TO HP CIRCULAR CONNECTOR | DermaV
3112121400 | DermaV - TERMINAL_HP_WIRE | 5581100 | 6195021 | TERMINAL_HP_WIRE | DermaV
3012283501 | DermaV - WIRE AC POWER CORD_INT 6KW | 17071600 | 18949476 | WIRE AC POWER CORD_INT 6KW | DermaV
3012298000 | DermaV - AC POWER CORD NRTL/C 6KW | US Only | US Only | AC POWER CORD NRTL/C 6KW | DermaV
8. ACCESSORY |  |  | 0 |  | DermaV
3110902700 | DermaV - ICD-CAN | Contact sales | Contact sales | ICD-CAN | DermaV
3110907300 | DermaV - ICD-CAN | Contact sales | Contact sales | ICD-CAN | DermaV
4100503800 | DermaV - GOGGLE(532/1064NM) | Contact sales | Contact sales | GOGGLE(532/1064NM) | DermaV
4100503600 | DermaV - GOGGLE_PATIENT | Contact sales | Contact sales | GOGGLE_PATIENT | DermaV
3112123600 | DermaV - ASSY_WEIGHT_BALANCER | Contact sales | Contact sales | ASSY_WEIGHT_BALANCER | DermaV
3902404501 | DermaV - ASSY_MODULE_CASE_CARTRIDGE_GL19 | Contact sales | Contact sales | ASSY_MODULE_CASE_CARTRIDGE_GL19 | DermaV
6011621001 | DermaV - WINDOW HOLDER ASSY_GL19 | Contact sales | Contact sales | WINDOW HOLDER ASSY_GL19 | DermaV
3010407800 | DermaV - WINDOW | Contact sales | Contact sales | WINDOW | DermaV
3010710200 | DermaV - ASSY_HOLDER_WINDOW | Contact sales | Contact sales | ASSY_HOLDER_WINDOW | DermaV
6011609002 | DermaV - CARTRIDGE SET_GL19_USA | Contact sales | Contact sales | CARTRIDGE SET_GL19_USA | DermaV
6011609001 | DermaV - CARTRIDGE SET_GL19 | Contact sales | Contact sales | CARTRIDGE SET_GL19 | DermaV
6011609011 | DermaV - CARTRIDGE 2MM_GL19 | Contact sales | Contact sales | CARTRIDGE 2MM_GL19 | DermaV
6011609012 | DermaV - CARTRIDGE 3MM_GL19 | Contact sales | Contact sales | CARTRIDGE 3MM_GL19 | DermaV
6011609013 | DermaV - CARTRIDGE 5_7MM_GL19 | Contact sales | Contact sales | CARTRIDGE 5_7MM_GL19 | DermaV
6011609014 | DermaV - CARTRIDGE 8_10_12MM_GL19 | Contact sales | Contact sales | CARTRIDGE 8_10_12MM_GL19 | DermaV
6011609015 | DermaV - CARTRIDGE 12_14_16MM_GL19 | Contact sales | Contact sales | CARTRIDGE 12_14_16MM_GL19 | DermaV
6011609016 | DermaV - CARTRIDGE 3X10MM_GL19 | Contact sales | Contact sales | CARTRIDGE 3X10MM_GL19 | DermaV
6011609017 | DermaV - CARTRIDGE FRACTIONAL_GL19 | Contact sales | Contact sales | CARTRIDGE FRACTIONAL_GL19 | DermaV
6011603001 | DermaV - FOOT SWITCH_GL19 | Contact sales | Contact sales | FOOT SWITCH_GL19 | DermaV
1. HANDPIECE & FIBER |  |  | 0 |  | CLARITY II
6110250001 | CLARITY II - HANDPIECE ASSY_ST-A_CLARITY II_ICD | 367039400 | 407413734 | HANDPIECE ASSY_ST-A_CLARITY II_ICD | CLARITY II
6110250002 | CLARITY II - HANDPIECE ASSY_ST-N_CLARITY II_ICD | 329284900 | 365506239 | HANDPIECE ASSY_ST-N_CLARITY II_ICD | CLARITY II
3012128200 | CLARITY II - VELCRO(공용) | 5088650 | 5648401.5 | VELCRO(공용) | CLARITY II
3A10207001 | CLARITY II - FIBER ASSY_CLARITY II | 201576200 | 223749582 | FIBER ASSY_CLARITY II | CLARITY II
810251001C000 | CLARITY II - Assembly_HANDPIECE_ST-A_CLARITY II_ICD | 185817800 | 206257758 | Assembly_HANDPIECE_ST-A_CLARITY II_ICD | CLARITY II
810251002C000 | CLARITY II - Assembly_HANDPIECE_ST-N_CLARITY II_ICD | 180565000 | 200427150 | Assembly_HANDPIECE_ST-N_CLARITY II_ICD | CLARITY II
3110325300 | CLARITY II - CAP_COUPLING | 5088650 | 5648401.5 | CAP_COUPLING | CLARITY II
3110624603 | CLARITY II - ASSY_ICD_TIP_HOLDER | 14445200 | 16034172 | ASSY_ICD_TIP_HOLDER | CLARITY II
3110638200 | CLARITY II - HOLDER_CARTRIDGE_H | 14445200 | 16034172 | HOLDER_CARTRIDGE_H | CLARITY II
3110637902 | CLARITY II - HOLDER_CARTRIDGE_F | 13460300 | 14940933 | HOLDER_CARTRIDGE_F | CLARITY II
3110624900 | CLARITY II - BAL_SPRING | 7715050 | 8563705.5 | BAL_SPRING | CLARITY II
3110628600 | CLARITY II - CAP_SKIN_TEMPERATURE | 9684850 | 10750183.5 | CAP_SKIN_TEMPERATURE | CLARITY II
3110628900 | CLARITY II - CAP_VALVE_NOZZLE | 5088650 | 5648401.5 | CAP_VALVE_NOZZLE | CLARITY II
3110640200 | CLARITY II - NOZZLE_ICD_20G | 5581100 | 6195021 | NOZZLE_ICD_20G | CLARITY II
3110632703 | CLARITY II - COVER_HANDPIECE_ICD_LH | 6566000 | 7288260 | COVER_HANDPIECE_ICD_LH | CLARITY II
3110632803 | CLARITY II - COVER_HANDPIECE_ICD_RH | 6073550 | 6741640.5 | COVER_HANDPIECE_ICD_RH | CLARITY II
3110632901 | CLARITY II - COVER_HANDPIECE_ICD_TOP | 6566000 | 7288260 | COVER_HANDPIECE_ICD_TOP | CLARITY II
3110633001 | CLARITY II - BUTTON_SHOOT | 5581100 | 6195021 | BUTTON_SHOOT | CLARITY II
3110633100 | CLARITY II - BUTTON_READY | 5581100 | 6195021 | BUTTON_READY | CLARITY II
3110633201 | CLARITY II - FILTER_HANDPIECE | 5581100 | 6195021 | FILTER_HANDPIECE | CLARITY II
3110633301 | CLARITY II - BUTTON_LOCK_FIBER | 5581100 | 6195021 | BUTTON_LOCK_FIBER | CLARITY II
3110633400 | CLARITY II - LED_HANDPIECE | 5088650 | 5648401.5 | LED_HANDPIECE | CLARITY II
3110633501 | CLARITY II - COVER_SKIN_TEMPERATURE_LH | 5581100 | 6195021 | COVER_SKIN_TEMPERATURE_LH | CLARITY II
3110633601 | CLARITY II - COVER_SKIN_TEMPERATURE_RH | 5581100 | 6195021 | COVER_SKIN_TEMPERATURE_RH | CLARITY II
3110633701 | CLARITY II - LOCK_FIBER | 6566000 | 7288260 | LOCK_FIBER | CLARITY II
3902401000 | CLARITY II - ZIPPER-BRAIDED_WRAP_20X2500 | 8699950 | 9656944.5 | ZIPPER-BRAIDED_WRAP_20X2500 | CLARITY II
3112226511 | CLARITY II - WIRE HANPDIECE FAN | 7058450 | 7834879.5 | WIRE HANPDIECE FAN | CLARITY II
3111403811 | CLARITY II - ASSY_IR TEMP BOARD | 14445200 | 16034172 | ASSY_IR TEMP BOARD | CLARITY II
3111404912 | CLARITY II - HANDPIECE ICD BOARD ASSY | 26592300 | 29517453 | HANDPIECE ICD BOARD ASSY | CLARITY II
3111405310 | CLARITY II - HP SWITCH BOARD ASSY | 8207500 | 9110325 | HP SWITCH BOARD ASSY | CLARITY II
3111405511 | CLARITY II - HP LED BOARD ASSY | 6073550 | 6741640.5 | HP LED BOARD ASSY | CLARITY II
3111405910 | CLARITY II - HP TIP GENDER BOARD ASSY | 5581100 | 6195021 | HP TIP GENDER BOARD ASSY | CLARITY II
3111406113 | CLARITY II - HP ID SENSING BOARD ASSY | 8699950 | 9656944.5 | HP ID SENSING BOARD ASSY | CLARITY II
3112216010 | CLARITY II - WIRE_IR TEMP WIRE | 5088650 | 5648401.5 | WIRE_IR TEMP WIRE | CLARITY II
3112226311 | CLARITY II - WIRE ICD SOLENOID VALVE | 54826100 | 60856971 | WIRE ICD SOLENOID VALVE | CLARITY II
3112228011 | CLARITY II - WIRE HP B/D TO HP SW B/D | 5088650 | 5648401.5 | WIRE HP B/D TO HP SW B/D | CLARITY II
3112228111 | CLARITY II - WIRE HP B/D TO ID SENSING B/D | 5088650 | 5648401.5 | WIRE HP B/D TO ID SENSING B/D | CLARITY II
3112228211 | CLARITY II - WIRE HP LED B/D TO HP LED B/D | 5088650 | 5648401.5 | WIRE HP LED B/D TO HP LED B/D | CLARITY II
3112228311 | CLARITY II - WIRE HP SW B/D TO HP LED B/D | 5088650 | 5648401.5 | WIRE HP SW B/D TO HP LED B/D | CLARITY II
3112228411 | CLARITY II - WIRE HP B/D TO LT B/D (ICD) | 5088650 | 5648401.5 | WIRE HP B/D TO LT B/D (ICD) | CLARITY II
3112226414 | CLARITY II - WIRE HP SIGNALS FROM SYSTEM BOARD (ICD) | 38082800 | 42271908 | WIRE HP SIGNALS FROM SYSTEM BOARD (ICD) | CLARITY II
6110250003 | CLARITY II - HANDPIECE ASSY_ST-A_CLARITY II_AIR | 318779300 | 353845023 | HANDPIECE ASSY_ST-A_CLARITY II_AIR | CLARITY II
6110250004 | CLARITY II - HANDPIECE ASSY_ST-N_CLARITY II_AIR | 313690650 | 348196621.5 | HANDPIECE ASSY_ST-N_CLARITY II_AIR | CLARITY II
3012128200 | CLARITY II - VELCRO | 5088650 | 5648401.5 | VELCRO | CLARITY II
3110638001 | CLARITY II - ASSY_AIR_HOSE_CONSOL | 28069650 | 31157311.5 | ASSY_AIR_HOSE_CONSOL | CLARITY II
3A10207001 | CLARITY II - FIBER ASSY_CLARITY II | 201576200 | 223749582 | FIBER ASSY_CLARITY II | CLARITY II
6110252001 | CLARITY II - HANDPIECE_ST-A_CLARITY II_AIR | 166940550 | 185304010.5 | HANDPIECE_ST-A_CLARITY II_AIR | CLARITY II
6110252002 | CLARITY II - HANDPIECE_ST-N_CLARITY II_AIR | 161687750 | 179473402.5 | HANDPIECE_ST-N_CLARITY II_AIR | CLARITY II
3110627803 | CLARITY II - ASSY_AIR_TIP_HOLDER | 20190450 | 22411399.5 | ASSY_AIR_TIP_HOLDER | CLARITY II
3110624900 | CLARITY II - BAL_SPRING | 7715050 | 8563705.5 | BAL_SPRING | CLARITY II
3110628600 | CLARITY II - CAP_SKIN_TEMPERATURE | 9684850 | 10750183.5 | CAP_SKIN_TEMPERATURE | CLARITY II
3110628201 | CLARITY II - COVER_HANDPIECE_AIR_LH | 7058450 | 7834879.5 | COVER_HANDPIECE_AIR_LH | CLARITY II
3110628302 | CLARITY II - COVER_HANDPIECE_AIR_RH | 6073550 | 6741640.5 | COVER_HANDPIECE_AIR_RH | CLARITY II
3110628400 | CLARITY II - COVER_HANDPIECE_AIR_TOP | 6566000 | 7288260 | COVER_HANDPIECE_AIR_TOP | CLARITY II
3110628501 | CLARITY II - BUTTON_READY_AIR | 5581100 | 6195021 | BUTTON_READY_AIR | CLARITY II
3110628700 | CLARITY II - SUPPORT_AIR_NIPPLE | 8699950 | 9656944.5 | SUPPORT_AIR_NIPPLE | CLARITY II
3110628801 | CLARITY II - CAP_AIR_NIPPLE | 6073550 | 6741640.5 | CAP_AIR_NIPPLE | CLARITY II
3110633001 | CLARITY II - BUTTON_SHOOT | 5581100 | 6195021 | BUTTON_SHOOT | CLARITY II
3110633301 | CLARITY II - BUTTON_LOCK_FIBER | 5581100 | 6195021 | BUTTON_LOCK_FIBER | CLARITY II
3110633400 | CLARITY II - LED_HANDPIECE | 5088650 | 5648401.5 | LED_HANDPIECE | CLARITY II
3110633501 | CLARITY II - COVER_SKIN_TEMPERATURE_LH | 5581100 | 6195021 | COVER_SKIN_TEMPERATURE_LH | CLARITY II
3110633601 | CLARITY II - COVER_SKIN_TEMPERATURE_RH | 5581100 | 6195021 | COVER_SKIN_TEMPERATURE_RH | CLARITY II
3110639000 | CLARITY II - HOSE_SILICONE_SPONGE | 8699950 | 9656944.5 | HOSE_SILICONE_SPONGE | CLARITY II
3111403811 | CLARITY II - ASSY_IR TEMP BOARD | 14445200 | 16034172 | ASSY_IR TEMP BOARD | CLARITY II
3111405112 | CLARITY II - HANDPIECE AIR BOARD ASSY | 24458350 | 27148768.5 | HANDPIECE AIR BOARD ASSY | CLARITY II
3111405310 | CLARITY II - HP SWITCH BOARD ASSY | 8207500 | 9110325 | HP SWITCH BOARD ASSY | CLARITY II
3111405511 | CLARITY II - HP LED BOARD ASSY | 6073550 | 6741640.5 | HP LED BOARD ASSY | CLARITY II
3111405910 | CLARITY II - HP TIP GENDER BOARD ASSY | 5581100 | 6195021 | HP TIP GENDER BOARD ASSY | CLARITY II
3112216010 | CLARITY II - WIRE_IR TEMP WIRE | 5088650 | 5648401.5 | WIRE_IR TEMP WIRE | CLARITY II
3112226210 | CLARITY II - WIRE HANDPIECE TEMPERATURE SENSOR | 5581100 | 6195021 | WIRE HANDPIECE TEMPERATURE SENSOR | CLARITY II
3112228011 | CLARITY II - WIRE HP B/D TO HP SW B/D | 5088650 | 5648401.5 | WIRE HP B/D TO HP SW B/D | CLARITY II
3112228211 | CLARITY II - WIRE HP LED B/D TO HP LED B/D | 5088650 | 5648401.5 | WIRE HP LED B/D TO HP LED B/D | CLARITY II
3112228311 | CLARITY II - WIRE HP SW B/D TO HP LED B/D | 5088650 | 5648401.5 | WIRE HP SW B/D TO HP LED B/D | CLARITY II
3112228511 | CLARITY II - WIRE HP B/D TO LT B/D (AIR) | 5088650 | 5648401.5 | WIRE HP B/D TO LT B/D (AIR) | CLARITY II
3112228712 | CLARITY II - WIRE HP SIGNALS FROM SYSTEM BOARD (AIR) | 35948850 | 39903223.5 | WIRE HP SIGNALS FROM SYSTEM BOARD (AIR) | CLARITY II
3110638900 | CLARITY II - SUPPORT_PCB_HP | 7058450 | 7834879.5 | SUPPORT_PCB_HP | CLARITY II
2. CARTRIDGE |  |  | 0 |  | CLARITY II
3110621808 | CLARITY II - ASSY_CARTRIDGE_2MM | 18713100 | 20771541 | ASSY_CARTRIDGE_2MM | CLARITY II
3110622308 | CLARITY II - ASSY_CARTRIDGE_3_5MM | 18713100 | 20771541 | ASSY_CARTRIDGE_3_5MM | CLARITY II
3110622608 | CLARITY II - ASSY_CARTRIDGE_8_10_12MM | 18713100 | 20771541 | ASSY_CARTRIDGE_8_10_12MM | CLARITY II
3110622808 | CLARITY II - ASSY_CARTRIDGE_15_18_22MM | 19205550 | 21318160.5 | ASSY_CARTRIDGE_15_18_22MM | CLARITY II
3110623108 | CLARITY II - ASSY_CARTRIDGE_16_20_25MM | 18713100 | 20771541 | ASSY_CARTRIDGE_16_20_25MM | CLARITY II
3110629806 | CLARITY II - ASSY_CARTRIDGE_16_20_24MM | US Only | US Only | ASSY_CARTRIDGE_16_20_24MM | CLARITY II
3110623408 | CLARITY II - ASSY_CARTRIDGE_3X10MM | 25443250 | 28242007.5 | ASSY_CARTRIDGE_3X10MM | CLARITY II
3110623709 | CLARITY II - ASSY_CARTRIDGE_FRACTIONAL | 31680950 | 35165854.5 | ASSY_CARTRIDGE_FRACTIONAL | CLARITY II
3110400402 | CLARITY II - BI CONVEX LENS (F=50 mm) | 13460300 | 14940933 | BI CONVEX LENS (F=50 mm) | CLARITY II
3110401302 | CLARITY II - BI CONVEX LENS (F=40 mm) | 15430100 | 17127411 | BI CONVEX LENS (F=40 mm) | CLARITY II
3110402500 | CLARITY II - BI CONVEX LENS(f=21mm) | 14445200 | 16034172 | BI CONVEX LENS(f=21mm) | CLARITY II
3110401801 | CLARITY II - BI-CONVEX LENS (F=20mm) | 12311250 | 13665487.5 | BI-CONVEX LENS (F=20mm) | CLARITY II
3110402601 | CLARITY II - BI CONCAVE LENS(F=-50MM) | 14445200 | 16034172 | BI CONCAVE LENS(F=-50MM) | CLARITY II
3110402700 | CLARITY II - BI CONCAVE LENS(f=-40mm) | 14445200 | 16034172 | BI CONCAVE LENS(f=-40mm) | CLARITY II
3110403001 | CLARITY II - CYLINDRICAL LENS_PLCX | 20190450 | 22411399.5 | CYLINDRICAL LENS_PLCX | CLARITY II
3110402800 | CLARITY II - BI CONVEX LENS(f=25mm) | 14445200 | 16034172 | BI CONVEX LENS(f=25mm) | CLARITY II
3110402900 | CLARITY II - BI CONVEX LENS(f=20mm) | 14445200 | 16034172 | BI CONVEX LENS(f=20mm) | CLARITY II
3110403100 | CLARITY II - MLA | 111950300 | 124264833 | MLA | CLARITY II
3110325100 | CLARITY II - CAP_CARTRIDGE_F | 5088650 | 5648401.5 | CAP_CARTRIDGE_F | CLARITY II
3110325200 | CLARITY II - CAP_CARTRIDGE_W | 5088650 | 5648401.5 | CAP_CARTRIDGE_W | CLARITY II
3. HEAD COMPONENT |  |  | 0 |  | CLARITY II
6110228001 | CLARITY II - ASSY PUMP CHAMBER_ALEX_CLARITY II | 861130900 | 955855299 | ASSY PUMP CHAMBER_ALEX_CLARITY II | CLARITY II
3110314204 | CLARITY II - ASSY_CHAMBER-A | 96684350 | 107319628.5 | ASSY_CHAMBER-A | CLARITY II
3110100301 | CLARITY II - ALEXANDRITE ROD | 669896150 | 743584726.5 | ALEXANDRITE ROD | CLARITY II
3010101501 | CLARITY II - FLOW TUBE(A) | 32830000 | 36441300 | FLOW TUBE(A) | CLARITY II
3110100400 | CLARITY II - CERAMIC REFLECTOR | 58437400 | 64865514 | CERAMIC REFLECTOR | CLARITY II
6110228002 | CLARITY II - ASSY PUMP CHAMBER_YAG_CLARITY II | 603907850 | 670337713.5 | ASSY PUMP CHAMBER_YAG_CLARITY II | CLARITY II
3110315503 | CLARITY II - ASSY_CHAMBER-Y | 91924000 | 102035640 | ASSY_CHAMBER-Y | CLARITY II
3010124800 | CLARITY II - ND:YAG ROD(L) | 444518200 | 493415202 | ND:YAG ROD(L) | CLARITY II
3010111700 | CLARITY II - Flow tube(Y) | 34307350 | 38081158.5 | Flow tube(Y) | CLARITY II
3110101000 | CLARITY II - FLASH LAMP | 38575250 | 42818527.5 | FLASHLAMP, FLASH LAMP | CLARITY II
3110100700 | CLARITY II - HALF WAVEPLATE | 21831950 | 24233464.5 | HALF WAVEPLATE | CLARITY II
3110100800 | CLARITY II - CALIBRATION MIRROR | 12967850 | 14394313.5 | CALIBRATION MIRROR | CLARITY II
3110400102 | CLARITY II - BEAM COMBINER-1 | 20190450 | 22411399.5 | BEAM COMBINER-1 | CLARITY II
3110400201 | CLARITY II - BEAM COMBINER-2 | 17564050 | 19496095.5 | BEAM COMBINER-2 | CLARITY II
3110400601 | CLARITY II - ASPHERIC LENS | 15430100 | 17127411 | ASPHERIC LENS | CLARITY II
3204000101 | CLARITY II - HR MIRROR | 18056500 | 20042715 | HR MIRROR | CLARITY II
3204000201 | CLARITY II - OC | 18056500 | 20042715 | OC | CLARITY II
3408903300 | CLARITY II - CERAMIC PLATE (17*15*3 t) | 6073550 | 6741640.5 | CERAMIC PLATE (17*15*3 t) | CLARITY II
3408915800 | CLARITY II - ALUMINA PLATE(16*16*0.635T) | 5088650 | 5648401.5 | ALUMINA PLATE(16*16*0.635T) | CLARITY II
3111400610 | CLARITY II - WATER SEN BOARD ASS'Y | 6566000 | 7288260 | WATER SEN BOARD ASS'Y | CLARITY II
3111404112 | CLARITY II - HEAD GENDER BOARD ASSY | 6566000 | 7288260 | HEAD GENDER BOARD ASSY | CLARITY II
3112216110 | CLARITY II - WIRE_FAN WIRE | 7058450 | 7834879.5 | WIRE_FAN WIRE | CLARITY II
3112225511 | CLARITY II - WIRE HEAD GENDER BOARD | 6073550 | 6741640.5 | WIRE HEAD GENDER BOARD | CLARITY II
3112226911 | CLARITY II - WIRE WATER SENSOR BOARD 1 | 5088650 | 5648401.5 | WIRE WATER SENSOR BOARD 1 | CLARITY II
3112227011 | CLARITY II - WIRE WATER SENSOR BOARD 2 | 5088650 | 5648401.5 | WIRE WATER SENSOR BOARD 2 | CLARITY II
3112227110 | CLARITY II - WIRE WATER SENSOR BOARD 3 | 5088650 | 5648401.5 | WIRE WATER SENSOR BOARD 3 | CLARITY II
3112227211 | CLARITY II - WIRE WATER SENSOR BOARD 4 | 5088650 | 5648401.5 | WIRE WATER SENSOR BOARD 4 | CLARITY II
3112227310 | CLARITY II - WIRE FIBER TEMPERATURE | 5581100 | 6195021 | WIRE FIBER TEMPERATURE | CLARITY II
3112227410 | CLARITY II - WIRE AIMING BEAM CONTROL | 5088650 | 5648401.5 | WIRE AIMING BEAM CONTROL | CLARITY II
3112227510 | CLARITY II - WIRE FIBER CHECK SWITCH | 5088650 | 5648401.5 | WIRE FIBER CHECK SWITCH | CLARITY II
3112220112 | CLARITY II - WIRE CHAMBER GROUND A | 5088650 | 5648401.5 | WIRE CHAMBER GROUND A | CLARITY II
3112220212 | CLARITY II - WIRE CHAMBER GROUND N | 5088650 | 5648401.5 | WIRE CHAMBER GROUND N | CLARITY II
3112222610 | CLARITY II - WIRE 755 TO PUMP GROUND | 6566000 | 7288260 | WIRE 755 TO PUMP GROUND | CLARITY II
3112222710 | CLARITY II - WIRE 1064 TO PUMP GROUND | 6566000 | 7288260 | WIRE 1064 TO PUMP GROUND | CLARITY II
3010323500 | CLARITY II - OC/HR VERTICAL MOUNT ASSY | 35456400 | 39356604 | OC/HR VERTICAL MOUNT ASSY | CLARITY II
3110311802 | CLARITY II - ASSY_CALIBRATION_MODULE | 21339500 | 23686845 | ASSY_CALIBRATION_MODULE | CLARITY II
3010121300 | CLARITY II - ATTENUATOR | 13460300 | 14940933 | ATTENUATOR | CLARITY II
3111403311 | CLARITY II - ASSY_POWER DETECTOR BOARD | 75180700 | 83450577 | ASSY_POWER DETECTOR BOARD | CLARITY II
3112215510 | CLARITY II - WIRE_TEC WIRE | 12311250 | 13665487.5 | WIRE_TEC WIRE | CLARITY II
3204600103 | CLARITY II - WINDOW | 8207500 | 9110325 | WINDOW | CLARITY II
3110316702 | CLARITY II - ASSY_ATTACH_FIBER | 39560150 | 43911766.5 | ASSY_ATTACH_FIBER | CLARITY II
3011411200 | CLARITY II - Fiber Check Board Ass'y | 6566000 | 7288260 | Fiber Check Board Ass'y | CLARITY II
3110317201 | CLARITY II - ASSY_MOUNT_LED | 35456400 | 39356604 | ASSY_MOUNT_LED | CLARITY II
3111404310 | CLARITY II - AIMING BEAM BOARD ASSY | 9684850 | 10750183.5 | AIMING BEAM BOARD ASSY | CLARITY II
3203601300 | CLARITY II - f=25mm AIMINGBEAM LENS | 13952750 | 15487552.5 | f=25mm AIMINGBEAM LENS | CLARITY II
831103189C000 | CLARITY II - Assembly_Shutter | 64839250 | 71971567.5 | Assembly_Shutter | CLARITY II
3110318901 | CLARITY II - ASSY_SHUTTER | 30696050 | 34072615.5 | ASSY_SHUTTER | CLARITY II
3203601400 | CLARITY II - SHUTTER DUMPING LENS | 25935700 | 28788627 | SHUTTER DUMPING LENS | CLARITY II
3204000801 | CLARITY II - SHUTTER MIRROR | 17071600 | 18949476 | SHUTTER MIRROR | CLARITY II
3112226710 | CLARITY II - WIRE SAFETY SHUTTER CONTROL | 11818800 | 13118868 | WIRE SAFETY SHUTTER CONTROL | CLARITY II
3112226810 | CLARITY II - WIRE SAFETY SHUTTER SENSOR | 5581100 | 6195021 | WIRE SAFETY SHUTTER SENSOR | CLARITY II
3110906200 | CLARITY II - SILICON_ELBOW_12x18 | 6566000 | 7288260 | SILICON_ELBOW_12x18 | CLARITY II
4. POWER SUPPLY & CONTROL SYSTEM |  |  | 0 |  | CLARITY II
3111403012 | CLARITY II - ASSY_BOARD_MFC BOARD | 29711150 | 32979376.5 | ASSY_BOARD_MFC BOARD | CLARITY II
3111403913 | CLARITY II - SYSTEM BOARD ASSY | 45962000 | 51017820 | SYSTEM BOARD ASSY | CLARITY II
3111404510 | CLARITY II - UPDATE BOARD ASSY | 10341450 | 11479009.5 | UPDATE BOARD ASSY | CLARITY II
3111101612 | CLARITY II - ML16 AC LINE FILTER BOARD ASSY | 23965900 | 26602149 | ML16 AC LINE FILTER BOARD ASSY | CLARITY II
3111101713 | CLARITY II - ML16 JUNCTION BOARD ASSY | 16086700 | 17856237 | ML16 JUNCTION BOARD ASSY | CLARITY II
3111101814 | CLARITY II - ML16 PFC BOARD ASSY | 97176800 | 107866248 | ML16 PFC BOARD ASSY | CLARITY II
3111101921 | CLARITY II - ML16 HVPS+SIMMER BOARD ASSY | 170059400 | 188765934 | ML16 HVPS+SIMMER BOARD ASSY | CLARITY II
3111102113 | CLARITY II - ML16 CONTACTOR DRIVER BOARD ASSY | 14937650 | 16580791.5 | ML16 CONTACTOR DRIVER BOARD ASSY | CLARITY II
3111102022 | CLARITY II - ML16 PUMPING BOARD ASSY | 208798800 | 231766668 | ML16 PUMPING BOARD ASSY | CLARITY II
3111404710 | CLARITY II - ICD SENSOR BOARD ASSY | 9684850 | 10750183.5 | ICD SENSOR BOARD ASSY | CLARITY II
3306216700 | CLARITY II - SMPS | 9192400 | 10203564 | SMPS | CLARITY II
3305702201 | CLARITY II - 10.4" LCD MODULE | 99803200 | 110781552 | 10.4" LCD MODULE | CLARITY II
833053013C000 | CLARITY II - Assembly_DMF-M140908Z | 238674100 | 264928251 | Assembly_DMF-M140908Z | CLARITY II
3305301300 | CLARITY II - DMF-M140908Z | 179415950 | 199151704.5 | DMF-M140908Z | CLARITY II
3111211000 | CLARITY II - MTG_PANEL_PUMPING_BOARD | 20190450 | 22411399.5 | MTG_PANEL_PUMPING_BOARD | CLARITY II
3111211100 | CLARITY II - BUS_BAR_CAPACITOR_A | 6566000 | 7288260 | BUS_BAR_CAPACITOR_A | CLARITY II
3111211200 | CLARITY II - BUS_BAR_CAPACITOR_B | 6566000 | 7288260 | BUS_BAR_CAPACITOR_B | CLARITY II
3111212600 | CLARITY II - COVER_CAPACITOR | 11818800 | 13118868 | COVER_CAPACITOR | CLARITY II
3112217311 | CLARITY II - WIRE HVPS TO CAPACITOR PLUS | 5581100 | 6195021 | WIRE HVPS TO CAPACITOR PLUS | CLARITY II
3111102214 | CLARITY II - ML16 DSP BOARD ASSY | 14937650 | 16580791.5 | ML16 DSP BOARD ASSY | CLARITY II
3111203711 | CLARITY II - PUMPING BOARD FAN BRACKET FRAME | 6073550 | 6741640.5 | PUMPING BOARD FAN BRACKET FRAME | CLARITY II
3111104003 | CLARITY II - ML16 IGBT DRIVER BOARD ASSY | 23309300 | 25873323 | ML16 IGBT DRIVER BOARD ASSY | CLARITY II
3901100100 | CLARITY II - ML16-L306-100UH INDUCTOR | 23309300 | 25873323 | ML16-L306-100UH INDUCTOR | CLARITY II
3112215410 | CLARITY II - WIRE_UPDATE WIRE | 5581100 | 6195021 | WIRE_UPDATE WIRE | CLARITY II
3112215610 | CLARITY II - WIRE_FAN GENDER WIRE | 5581100 | 6195021 | WIRE_FAN GENDER WIRE | CLARITY II
3112215711 | CLARITY II - WIRE_MFC TO GUI RS232 WIRE | 5088650 | 5648401.5 | WIRE_MFC TO GUI RS232 WIRE | CLARITY II
3112215810 | CLARITY II - WIRE_POWER DETECTOR WIRE | 5581100 | 6195021 | WIRE_POWER DETECTOR WIRE | CLARITY II
3112215910 | CLARITY II - WIRE_SMPS TO MFC WIRE | 5581100 | 6195021 | WIRE_SMPS TO MFC WIRE | CLARITY II
3112222911 | CLARITY II - WIRE GUI COMMUNICATION | 5088650 | 5648401.5 | WIRE GUI COMMUNICATION | CLARITY II
3112223010 | CLARITY II - WIRE HANDPIECE BOARD - SYSTEM TO GENDER | 6073550 | 6741640.5 | WIRE HANDPIECE BOARD - SYSTEM TO GENDER | CLARITY II
3112223111 | CLARITY II - WIRE HANDPIECE BOARD - GENDER TO PANEL | 13460300 | 14940933 | WIRE HANDPIECE BOARD - GENDER TO PANEL | CLARITY II
3112223211 | CLARITY II - WIRE SYSTEM BOARD UPDATE | 5581100 | 6195021 | WIRE SYSTEM BOARD UPDATE | CLARITY II
3112223310 | CLARITY II - WIRE MFC BOARD | 5581100 | 6195021 | WIRE MFC BOARD | CLARITY II
3112223710 | CLARITY II - WIRE WATER FUNCTIONS | 5581100 | 6195021 | WIRE WATER FUNCTIONS | CLARITY II
3112224011 | CLARITY II - WIRE WATER TEMPERATURE | 6566000 | 7288260 | WIRE WATER TEMPERATURE | CLARITY II
3112224411 | CLARITY II - WIRE INTERLOCK SWITCH | 7058450 | 7834879.5 | WIRE INTERLOCK SWITCH | CLARITY II
3112224510 | CLARITY II - WIRE DOORLOCK SWITCH | 5581100 | 6195021 | WIRE DOORLOCK SWITCH | CLARITY II
3112224710 | CLARITY II - WIRE BUTTON SWITCH | 5581100 | 6195021 | WIRE BUTTON SWITCH | CLARITY II
3112224810 | CLARITY II - WIRE EMERGENCY AND BUTTON SWITCH | 5581100 | 6195021 | WIRE EMERGENCY AND BUTTON SWITCH | CLARITY II
3112224910 | CLARITY II - WIRE SMPS POWER | 5581100 | 6195021 | WIRE SMPS POWER | CLARITY II
3112225010 | CLARITY II - WIRE GUI POWER | 5088650 | 5648401.5 | WIRE GUI POWER | CLARITY II
3112225110 | CLARITY II - WIRE GUI UPDATE | 5581100 | 6195021 | WIRE GUI UPDATE | CLARITY II
3112225210 | CLARITY II - WIRE SMPS REMOTE CONTROL | 5581100 | 6195021 | WIRE SMPS REMOTE CONTROL | CLARITY II
3112225311 | CLARITY II - WIRE AC HEATER CONTROL SIGNALS | 5581100 | 6195021 | WIRE AC HEATER CONTROL SIGNALS | CLARITY II
3112225411 | CLARITY II - WIRE FAN AND PUMP CONTROL SIGNALS | 5581100 | 6195021 | WIRE FAN AND PUMP CONTROL SIGNALS | CLARITY II
3112225611 | CLARITY II - WIRE HANDPIECE BOARD UPDATE | 5581100 | 6195021 | WIRE HANDPIECE BOARD UPDATE | CLARITY II
3112226011 | CLARITY II - WIRE DOORLOCK - RIGHT & LEFT | 5581100 | 6195021 | WIRE DOORLOCK - RIGHT & LEFT | CLARITY II
3112226112 | CLARITY II - WIRE INTERLOCK-GENDER | 5088650 | 5648401.5 | WIRE INTERLOCK-GENDER | CLARITY II
3112227912 | CLARITY II - WIRE AIR FOOT SWITCH | 5088650 | 5648401.5 | WIRE AIR FOOT SWITCH | CLARITY II
3112224211 | CLARITY II - WIRE ICD HEATER TEMPERATURE SENSOR 1&2 | 5581100 | 6195021 | WIRE ICD HEATER TEMPERATURE SENSOR 1&2 | CLARITY II
3112225710 | CLARITY II - WIRE ICD PRESSURE SENSOR | 15430100 | 17127411 | WIRE ICD PRESSURE SENSOR | CLARITY II
3112224111 | CLARITY II - WIRE ICD SIGNALS | 5581100 | 6195021 | WIRE ICD SIGNALS | CLARITY II
3112224310 | CLARITY II - WIRE ICD HEATER TEMPERATURE SENSOR | 5581100 | 6195021 | WIRE ICD HEATER TEMPERATURE SENSOR | CLARITY II
3111500800 | CLARITY II - ASSY_NOZZLE_ICD | 17071600 | 18949476 | ASSY_NOZZLE_ICD | CLARITY II
3112219110 | CLARITY II - WIRE INDUCTOR TO CONTACTOR PLUS | 6566000 | 7288260 | WIRE INDUCTOR TO CONTACTOR PLUS | CLARITY II
3112219010 | CLARITY II - WIRE PUMPING TO INDUCTOR PLUS | 5581100 | 6195021 | WIRE PUMPING TO INDUCTOR PLUS | CLARITY II
3112219210 | CLARITY II - WIRE INDUCTOR TO CONTACTOR MINUS | 6073550 | 6741640.5 | WIRE INDUCTOR TO CONTACTOR MINUS | CLARITY II
3112218610 | CLARITY II - WIRE SIMMER CONTACTOR FEEDBACK | 5088650 | 5648401.5 | WIRE SIMMER CONTACTOR FEEDBACK | CLARITY II
3112218710 | CLARITY II - WIRE DRIVER TO CONTACTORS | 8699950 | 9656944.5 | WIRE DRIVER TO CONTACTORS | CLARITY II
3306218900 | CLARITY II - CONTACTOR | 8207500 | 9110325 | CONTACTOR | CLARITY II
833062208C246 | CLARITY II - Assembly_Emergency Switch | 12311250 | 13665487.5 | Assembly_Emergency Switch | CLARITY II
3306220800 | CLARITY II - Emergency Switch | 11326350 | 12572248.5 | Emergency Switch | CLARITY II
3112224611 | CLARITY II - WIRE EMERGENCY SWITCH | 5581100 | 6195021 | WIRE EMERGENCY SWITCH | CLARITY II
3111505200 | CLARITY II - ASSY_FLOW_SWITCH | 8207500 | 9110325 | ASSY_FLOW_SWITCH | CLARITY II
3306217600 | CLARITY II - KEY SWITCH | 7715050 | 8563705.5 | KEY SWITCH | CLARITY II
3306400600 | CLARITY II - REED SENSOR | 5088650 | 5648401.5 | REED SENSOR | CLARITY II
3305600400 | CLARITY II - NOISE FILTER | 12311250 | 13665487.5 | NOISE FILTER | CLARITY II
3306218800 | CLARITY II - CIRCUIT BREAKER | 6566000 | 7288260 | CIRCUIT BREAKER | CLARITY II
3306919100 | CLARITY II - AIR FOOT SWITCH | 14445200 | 16034172 | AIR FOOT SWITCH | CLARITY II
831122206C000 | CLARITY II - Assembly_Water pump | 45305400 | 50288994 | Assembly_Water pump | CLARITY II
831109038C000 | CLARITY II - Assembly_Heat pipe | 62705300 | 69602883 | Assembly_Heat pipe | CLARITY II
830122754C000 | CLARITY II - Assembly_ICD heater | 22324400 | 24780084 | Assembly_ICD heater | CLARITY II
830122759C000 | CLARITY II - Assembly_ICD heater_US | 22324400 | 24780084 | Assembly_ICD heater_US | CLARITY II
5. COOLING SYSTEM |  |  | 0 |  | CLARITY II
831109065C238 | CLARITY II - Assembly_Water Tank | 18713100 | 20771541 | Assembly_Water Tank | CLARITY II
3110903200 | CLARITY II - NIPPLE_WATER_TANK | 6566000 | 7288260 | NIPPLE_WATER_TANK | CLARITY II
3110903300 | CLARITY II - NUT_NIPPLE_TANK | 5581100 | 6195021 | NUT_NIPPLE_TANK | CLARITY II
3110906505 | CLARITY II - WATER_TANK_MACH | 9192400 | 10203564 | WATER_TANK_MACH | CLARITY II
3112223812 | CLARITY II - WIRE WATER LEVEL UPPER | 6566000 | 7288260 | WIRE WATER LEVEL UPPER | CLARITY II
3112223912 | CLARITY II - WIRE WATER LEVEL LOWER | 6566000 | 7288260 | WIRE WATER LEVEL LOWER | CLARITY II
3112108900 | CLARITY II - CAP_WATER_TANK | 6566000 | 7288260 | CAP_WATER_TANK | CLARITY II
3408401400 | CLARITY II - HEAT_EXCHANGER | 67301500 | 74704665 | HEAT_EXCHANGER | CLARITY II
3111102310 | CLARITY II - ML16 MAIN FAN JUNCTION BOARD ASSY | 5581100 | 6195021 | ML16 MAIN FAN JUNCTION BOARD ASSY | CLARITY II
3112221010 | CLARITY II - WIRE MAIN COOLING FAN | 5581100 | 6195021 | WIRE MAIN COOLING FAN | CLARITY II
3112221110 | CLARITY II - WIRE MAIN COOLING FAN 1 | 7715050 | 8563705.5 | WIRE MAIN COOLING FAN 1 | CLARITY II
3112221210 | CLARITY II - WIRE MAIN COOLING FAN 2 | 7715050 | 8563705.5 | WIRE MAIN COOLING FAN 2 | CLARITY II
3112221310 | CLARITY II - WIRE MAIN COOLING FAN 3 | 7715050 | 8563705.5 | WIRE MAIN COOLING FAN 3 | CLARITY II
3112221411 | CLARITY II - WIRE MAIN COOLING FAN 4 | 7715050 | 8563705.5 | WIRE MAIN COOLING FAN 4 | CLARITY II
3112221510 | CLARITY II - WIRE MAIN COOLING FAN 5 | 7715050 | 8563705.5 | WIRE MAIN COOLING FAN 5 | CLARITY II
3112221610 | CLARITY II - WIRE MAIN COOLING FAN 6 | 7715050 | 8563705.5 | WIRE MAIN COOLING FAN 6 | CLARITY II
3112221711 | CLARITY II - WIRE MAIN COOLING FAN 7 | 7715050 | 8563705.5 | WIRE MAIN COOLING FAN 7 | CLARITY II
3112221810 | CLARITY II - WIRE MAIN COOLING FAN 8 | 7715050 | 8563705.5 | WIRE MAIN COOLING FAN 8 | CLARITY II
3110902800 | CLARITY II - BRKT_FAN_PCB | 6073550 | 6741640.5 | BRKT_FAN_PCB | CLARITY II
3110904900 | CLARITY II - TUBE_CONNECTOR_B | 7715050 | 8563705.5 | TUBE_CONNECTOR_B | CLARITY II
3110902900 | CLARITY II - TUBE_2WAY | 7058450 | 7834879.5 | TUBE_2WAY | CLARITY II
4090100600 | CLARITY II - HOSE CLAMP | 5088650 | 5648401.5 | HOSE CLAMP | CLARITY II
3110909500 | CLARITY II - FILTER_CLEAN_WATER | 6566000 | 7288260 | FILTER_CLEAN_WATER | CLARITY II
3110904200 | CLARITY II - FITTING_DI_FILTER_LH | 8207500 | 9110325 | FITTING_DI_FILTER_LH | CLARITY II
3110904300 | CLARITY II - FITTING_DI_FILTER_RH | 8207500 | 9110325 | FITTING_DI_FILTER_RH | CLARITY II
3110909700 | CLARITY II - DI_FILTER | 8207500 | 9110325 | DI_FILTER | CLARITY II
3110907100 | CLARITY II - FITTING_DI_FILTER_LH_LWR | 7715050 | 8563705.5 | FITTING_DI_FILTER_LH_LWR | CLARITY II
3110906800 | CLARITY II - FITTING_DI_FILTER_RH_LWR | 7715050 | 8563705.5 | FITTING_DI_FILTER_RH_LWR | CLARITY II
3110910200 | CLARITY II - GASKET_DI_FILTER_INLET | 5088650 | 5648401.5 | GASKET_DI_FILTER_INLET | CLARITY II
3110910001 | CLARITY II - GASKET_DI_FILTER | 5088650 | 5648401.5 | GASKET_DI_FILTER | CLARITY II
6. MECHANICAL PART |  |  | 0 |  | CLARITY II
3112122701 | CLARITY II - COMPL_POLE_FIBER | 108831450 | 120802909.5 | COMPL_POLE_FIBER | CLARITY II
3112117901 | CLARITY II - LEAF_SPRING_POLE_FIBER | 7058450 | 7834879.5 | LEAF_SPRING_POLE_FIBER | CLARITY II
3112118000 | CLARITY II - CLINCHING_HOOK_FIBER | 8699950 | 9656944.5 | CLINCHING_HOOK_FIBER | CLARITY II
3112116700 | CLARITY II - SUPPORT_PLATE_SPRING | 7715050 | 8563705.5 | SUPPORT_PLATE_SPRING | CLARITY II
3408101400 | CLARITY II - SWIVEL CASTOR | 8699950 | 9656944.5 | SWIVEL CASTOR | CLARITY II
3112104400 | CLARITY II - COVER_UPDATE_BOARD | 5581100 | 6195021 | COVER_UPDATE_BOARD | CLARITY II
3102125100 | CLARITY II - CLIP_STAND | 5581100 | 6195021 | CLIP_STAND | CLARITY II
3112117700 | CLARITY II - SUPPORT_POLE_FIBER | 11818800 | 13118868 | SUPPORT_POLE_FIBER | CLARITY II
3112109601 | CLARITY II - HANGER_CABLE_LWR | 8699950 | 9656944.5 | HANGER_CABLE_LWR | CLARITY II
3112109701 | CLARITY II - HANGER_CABLE_UPR | 8699950 | 9656944.5 | HANGER_CABLE_UPR | CLARITY II
3112117201 | CLARITY II - HANDLE_REAR | 64182650 | 71242741.5 | HANDLE_REAR | CLARITY II
3112105400 | CLARITY II - COVER_FRONT_SKIN | 35948850 | 39903223.5 | COVER_FRONT_SKIN | CLARITY II
3112105501 | CLARITY II - COVER_FRONT_MIDDLE | 33322450 | 36987919.5 | COVER_FRONT_MIDDLE | CLARITY II
3112105600 | CLARITY II - COVER_FRONT_REAR | 34307350 | 38081158.5 | COVER_FRONT_REAR | CLARITY II
3112105901 | CLARITY II - DUST_FILTER | 7058450 | 7834879.5 | DUST_FILTER | CLARITY II
3112121001 | CLARITY II - HANDLE_FRONT | 35456400 | 39356604 | HANDLE_FRONT | CLARITY II
3112106200 | CLARITY II - COVER_LCD | 13952750 | 15487552.5 | COVER_LCD | CLARITY II
3112106300 | CLARITY II - GASKET_LCD | 6566000 | 7288260 | GASKET_LCD | CLARITY II
3112118401 | CLARITY II - COVER_TOP_ICD | 27577200 | 30610692 | COVER_TOP_ICD | CLARITY II
3111813200 | CLARITY II - FILTER-ICD | 5088650 | 5648401.5 | FILTER-ICD | CLARITY II
3112118500 | CLARITY II - GUIDE_BLOCK_CAN_ICD | 12311250 | 13665487.5 | GUIDE_BLOCK_CAN_ICD | CLARITY II
3112119600 | CLARITY II - GUIDE_BLOCK_CAN_ICD_S | US Only | US Only | GUIDE_BLOCK_CAN_ICD_S | CLARITY II
3112107400 | CLARITY II - SAFETY_CAP_FIBER_GUIDE | 6073550 | 6741640.5 | SAFETY_CAP_FIBER_GUIDE | CLARITY II
3112118901 | CLARITY II - COVER_TOP_AIR | 28069650 | 31157311.5 | COVER_TOP_AIR | CLARITY II
831121175C000 | CLARITY II - Assembly_COVER_SIDE (RH, LH) | 40709200 | 45187212 | Assembly_COVER_SIDE (RH, LH) | CLARITY II
3112117500 | CLARITY II - COVER_SIDE | 31680950 | 35165854.5 | COVER_SIDE | CLARITY II
3112119001 | CLARITY II - DECO_PANEL_SIDE | 8699950 | 9656944.5 | DECO_PANEL_SIDE | CLARITY II
3112119100 | CLARITY II - MOUNT_COVER_SIDE | 6566000 | 7288260 | MOUNT_COVER_SIDE | CLARITY II
3306400600 | CLARITY II - REED SENSOR | 5088650 | 5648401.5 | REED SENSOR | CLARITY II
3112118102 | CLARITY II - ASSY_CAP_ICD_CAN | 17071600 | 18949476 | ASSY_CAP_ICD_CAN | CLARITY II
3112119301 | CLARITY II - ASSY_CAP_ICD_CAN_S | US Only | US Only | ASSY_CAP_ICD_CAN_S | CLARITY II
3902401101 | CLARITY II - ASSY_MODULE_CASE_CARTRIDGE | 80433500 | 89281185 | ASSY_MODULE_CASE_CARTRIDGE | CLARITY II
3902404101 | CLARITY II - ASSY_MODULE_CASE_CARTRIDGE_USA | US Only | US Only | ASSY_MODULE_CASE_CARTRIDGE_USA | CLARITY II
3408916900 | CLARITY II - KNOB_BOLT | 5088650 | 5648401.5 | KNOB_BOLT | CLARITY II
3112122000 | CLARITY II - HANGER_CRADLE_A_LH_HP | 7715050 | 8563705.5 | HANGER_CRADLE_A_LH_HP | CLARITY II
3112121900 | CLARITY II - HANGER_CRADLE_A_RH_HP | 7715050 | 8563705.5 | HANGER_CRADLE_A_RH_HP | CLARITY II
3112124400 | CLARITY II - HANGER_CRADLE_B_HP | 6566000 | 7288260 | HANGER_CRADLE_B_HP | CLARITY II
3112122501 | CLARITY II - ASSY_CRADLE_HANDPIECE | 17071600 | 18949476 | ASSY_CRADLE_HANDPIECE | CLARITY II
3902405000 | CLARITY II - ASSY_CRADLE_HANDPIECE | 18056500 | 20042715 | ASSY_CRADLE_HANDPIECE | CLARITY II
3902405100 | CLARITY II - CRADLE_HANDPIECE | 11326350 | 12572248.5 | CRADLE_HANDPIECE | CLARITY II
3110910400 | CLARITY II - FITTING_3WAY_DRAIN | 8699950 | 9656944.5 | FITTING_3WAY_DRAIN | CLARITY II
3111502400 | CLARITY II - RELIEF_VALVE_ICD | 6566000 | 7288260 | RELIEF_VALVE_ICD | CLARITY II
7. HARNESS |  |  | 0 |  | CLARITY II
3112217110 | CLARITY II - WIRE HVPS TO PFC FAN | 5581100 | 6195021 | WIRE HVPS TO PFC FAN | CLARITY II
3112217210 | CLARITY II - WIRE HVPS TO CAPACITOR GROUND | 5088650 | 5648401.5 | WIRE HVPS TO CAPACITOR GROUND | CLARITY II
3112217311 | CLARITY II - WIRE HVPS TO CAPACITOR PLUS | 5581100 | 6195021 | WIRE HVPS TO CAPACITOR PLUS | CLARITY II
3112217511 | CLARITY II - WIRE HVPS TO DISCHARGE RESISTOR | 16579150 | 18402856.5 | WIRE HVPS TO DISCHARGE RESISTOR | CLARITY II
3112217610 | CLARITY II - WIRE HVPS TO JUNCTION 12V | 5088650 | 5648401.5 | WIRE HVPS TO JUNCTION 12V | CLARITY II
3112217710 | CLARITY II - WIRE AC RELAY CONTROL | 5088650 | 5648401.5 | WIRE AC RELAY CONTROL | CLARITY II
3112217810 | CLARITY II - WIRE HVPS TO SMPS 1 5V | 5088650 | 5648401.5 | WIRE HVPS TO SMPS 1 5V | CLARITY II
3112217910 | CLARITY II - WIRE HVPS TO PFC CONTROL SIGNAL | 5581100 | 6195021 | WIRE HVPS TO PFC CONTROL SIGNAL | CLARITY II
3112218010 | CLARITY II - WIRE HVPS TO PUMPING CONTROL SIGNAL | 5581100 | 6195021 | WIRE HVPS TO PUMPING CONTROL SIGNAL | CLARITY II
3112218110 | CLARITY II - WIRE HVPS TO PUMPNG SIMMER MINUS | 5088650 | 5648401.5 | WIRE HVPS TO PUMPNG SIMMER MINUS | CLARITY II
3112218210 | CLARITY II - WIRE JUNCTION TO DRIVER 24V | 5088650 | 5648401.5 | WIRE JUNCTION TO DRIVER 24V | CLARITY II
3112218310 | CLARITY II - WIRE HVPS TO DRIVER CONTROL SIGNAL | 5581100 | 6195021 | WIRE HVPS TO DRIVER CONTROL SIGNAL | CLARITY II
3112218410 | CLARITY II - WIRE HVPS TO CONTACTOR SIMMER PLUS | 5581100 | 6195021 | WIRE HVPS TO CONTACTOR SIMMER PLUS | CLARITY II
3112218510 | CLARITY II - WIRE HVPS TO SYSTEM BOARD | 5581100 | 6195021 | WIRE HVPS TO SYSTEM BOARD | CLARITY II
3112218810 | CLARITY II - WIRE HVPS TO PFC GROUND | 5088650 | 5648401.5 | WIRE HVPS TO PFC GROUND | CLARITY II
3112218910 | CLARITY II - WIRE HVPS TO PFC PLUS | 5088650 | 5648401.5 | WIRE HVPS TO PFC PLUS | CLARITY II
3112219310 | CLARITY II - WIRE JUNCTION TO PFC 1 | 5088650 | 5648401.5 | WIRE JUNCTION TO PFC 1 | CLARITY II
3112219410 | CLARITY II - WIRE JUNCTION TO PFC 2 | 5088650 | 5648401.5 | WIRE JUNCTION TO PFC 2 | CLARITY II
3112219510 | CLARITY II - WIRE HVPS TO SMPS 1 15V | 5088650 | 5648401.5 | WIRE HVPS TO SMPS 1 15V | CLARITY II
3112219611 | CLARITY II - WIRE SMPS 2 TO HVPS AND PFC BOARD | 5581100 | 6195021 | WIRE SMPS 2 TO HVPS AND PFC BOARD | CLARITY II
3112219710 | CLARITY II - WIRE SMPS 2 TO JUNCTION | 5088650 | 5648401.5 | WIRE SMPS 2 TO JUNCTION | CLARITY II
3112219810 | CLARITY II - WIRE L/F TO JUNCTION 1 | 5088650 | 5648401.5 | WIRE L/F TO JUNCTION 1 | CLARITY II
3112219910 | CLARITY II - WIRE L/F TO JUNCTION 2 | 5088650 | 5648401.5 | WIRE L/F TO JUNCTION 2 | CLARITY II
3112220411 | CLARITY II - WIRE SMPS 12V | 5581100 | 6195021 | WIRE SMPS 12V | CLARITY II
3112220510 | CLARITY II - WIRE SMPS 24V | 5581100 | 6195021 | WIRE SMPS 24V | CLARITY II
3112220712 | CLARITY II - WIRE MAIN GROUND | 5088650 | 5648401.5 | WIRE MAIN GROUND | CLARITY II
3112220811 | CLARITY II - WIRE LINE FILTER INPUT 1 | 7058450 | 7834879.5 | WIRE LINE FILTER INPUT 1 | CLARITY II
3112220911 | CLARITY II - WIRE LINE FILTER INPUT 2 | 7058450 | 7834879.5 | WIRE LINE FILTER INPUT 2 | CLARITY II
3112222011 | CLARITY II - WIRE PILOT LIGHT TO LINE FILTER BOARD | 7058450 | 7834879.5 | WIRE PILOT LIGHT TO LINE FILTER BOARD | CLARITY II
3112222110 | CLARITY II - WIRE HVPS TO PUMPING 15V | 5088650 | 5648401.5 | WIRE HVPS TO PUMPING 15V | CLARITY II
3112222812 | CLARITY II - WIRE SMPS_1 AC INPUT TO JUNCTION BOARD | 69927900 | 77619969 | WIRE SMPS_1 AC INPUT TO JUNCTION BOARD | CLARITY II
3112229602 | CLARITY II - WIRE HP CIRCULAR CONNECTOR FG | 6566000 | 7288260 | WIRE HP CIRCULAR CONNECTOR FG | CLARITY II
3112121400 | CLARITY II - TERMINAL_HP_WIRE | 5581100 | 6195021 | TERMINAL_HP_WIRE | CLARITY II
3012283501 | CLARITY II - WIRE AC POWER CORD_INT 6KW | 17071600 | 18949476 | WIRE AC POWER CORD_INT 6KW | CLARITY II
3012298000 | CLARITY II - AC POWER CORD NRTL/C 6KW | US Only | US Only | AC POWER CORD NRTL/C 6KW | CLARITY II
8. ACCESSORY |  |  | 0 |  | CLARITY II
4100503500 | CLARITY II - GOGGLE(755/1064NM) | Contact sales | Contact sales | GOGGLE(755/1064NM) | CLARITY II
4100503600 | CLARITY II - GOGGLE_PATIENT | Contact sales | Contact sales | GOGGLE_PATIENT | CLARITY II
6110297001 | CLARITY II - HYBRID_COOLING_CLIP_SET INT | Contact sales | Contact sales | HYBRID_COOLING_CLIP_SET INT | CLARITY II
3110907800 | CLARITY II - ASSY_HYBRID_CONNECTOR | Contact sales | Contact sales | ASSY_HYBRID_CONNECTOR | CLARITY II
3110908301 | CLARITY II - ASSY_HANDPIECE_CLIP | Contact sales | Contact sales | ASSY_HANDPIECE_CLIP | CLARITY II
3112123600 | CLARITY II - ASSY_WEIGHT_BALANCER | Contact sales | Contact sales | ASSY_WEIGHT_BALANCER | CLARITY II
6110209001 | CLARITY II - CARTRIDGE SET_CLARITY II | Contact sales | Contact sales | CARTRIDGE SET_CLARITY II | CLARITY II
6110209011 | CLARITY II - CARTRIDGE_CLARITY II_2mm | Contact sales | Contact sales | CARTRIDGE_CLARITY II_2mm | CLARITY II
6110209012 | CLARITY II - CARTRIDGE_CLARITY II_3_5mm | Contact sales | Contact sales | CARTRIDGE_CLARITY II_3_5mm | CLARITY II
6110209013 | CLARITY II - CARTRIDGE_CLARITY II_8_10_12mm | Contact sales | Contact sales | CARTRIDGE_CLARITY II_8_10_12mm | CLARITY II
6110209014 | CLARITY II - CARTRIDGE_CLARITY II_15_18_22mm | Contact sales | Contact sales | CARTRIDGE_CLARITY II_15_18_22mm | CLARITY II
6110209015 | CLARITY II - CARTRIDGE_CLARITY II_16_20_25mm | Contact sales | Contact sales | CARTRIDGE_CLARITY II_16_20_25mm | CLARITY II
6110209002 | CLARITY II - CARTRIDGE SET_CLARITY II US | Contact sales | Contact sales | CARTRIDGE SET_CLARITY II US | CLARITY II
6110209018 | CLARITY II - CARTRIDGE_CLARITY II_16_20_24mm | Contact sales | Contact sales | CARTRIDGE_CLARITY II_16_20_24mm | CLARITY II
6110209016 | CLARITY II - CARTRIDGE_CLARITY II_3X10mm | Contact sales | Contact sales | CARTRIDGE_CLARITY II_3X10mm | CLARITY II
6110209017 | CLARITY II - CARTRIDGE_CLARITY II_FRACTIONAL | Contact sales | Contact sales | CARTRIDGE_CLARITY II_FRACTIONAL | CLARITY II
6110221001 | CLARITY II - WINDOW HOLDER ASSY_CLAIRTY II | Contact sales | Contact sales | WINDOW HOLDER ASSY_CLAIRTY II | CLARITY II
3110403301 | CLARITY II - WINDOW | Contact sales | Contact sales | WINDOW | CLARITY II
3110633800 | CLARITY II - ASSY_HOLDER_WINDOW | Contact sales | Contact sales | ASSY_HOLDER_WINDOW | CLARITY II
6110203001 | CLARITY II - FOOT SWITCH_CLARITY II | Contact sales | Contact sales | FOOT SWITCH_CLARITY II | CLARITY II
1. HANDPIECE |  |  | 0 |  | GENIUS
3101405011 | Genius - RF15 MFR HP CONNECTOR BOARD ASSY | 27577200 | 30610692 | RF15 MFR HP CONNECTOR BOARD ASSY | GENIUS
3100628402 | Genius - ASSY-FACE HP FR COVER CAP | 51707250 | 57395047.5 | ASSY-FACE HP FR COVER CAP | GENIUS
3100627200 | Genius - COVER_LH_ITT | 9192400 | 10203564 | COVER_LH_ITT | GENIUS
3100627800 | Genius - COVER_RH_ITT | 8699950 | 9656944.5 | COVER_RH_ITT | GENIUS
3100634300 | Genius - STOPPER A-HP WIRE | 9684850 | 10750183.5 | STOPPER A-HP WIRE | GENIUS
3100634400 | Genius - STOPPER B-HP WIRE | 9684850 | 10750183.5 | STOPPER B-HP WIRE | GENIUS
3306905200 | Genius - CONTACT PROBE_NP45S3-N | 5088650 | 5648401.5 | CONTACT PROBE_NP45S3-N | GENIUS
2. DISPLAY |  |  | 0 |  | GENIUS
831021259C000 | Genius - Assembly_LCD_FRONT | 61556250 | 68327437.5 | Assembly_LCD_FRONT | GENIUS
3305003600 | Genius - GUI-TOUCH CONTROLLER | 12967850 | 14394313.5 | GUI-TOUCH CONTROLLER | GENIUS
3305703000 | Genius - GUI_LCD_PANEL_SET_AUO | 28562100 | 31703931 | GUI_LCD_PANEL_SET_AUO | GENIUS
3102125900 | Genius - COVER_LCD_FRONT | 11326350 | 12572248.5 | COVER_LCD_FRONT | GENIUS
3102126000 | Genius - RUBBER_LCD_FRONT | 6073550 | 6741640.5 | RUBBER_LCD_FRONT | GENIUS
3102126100 | Genius - BRKT_PANEL_TOUCH_LCD | 9192400 | 10203564 | BRKT_PANEL_TOUCH_LCD | GENIUS
3102126200 | Genius - BRKT_PANEL_GUIDE_TOUCH_LCD | 6073550 | 6741640.5 | BRKT_PANEL_GUIDE_TOUCH_LCD | GENIUS
3306508600 | Genius - WIRE_GUI_LVDS_AUO | 10341450 | 11479009.5 | WIRE_GUI_LVDS_AUO | GENIUS
3306507901 | Genius - WIRE-GUI-TOUCH USB | 6073550 | 6741640.5 | WIRE-GUI-TOUCH USB | GENIUS
3306508101 | Genius - WIRE_GUI_4-WIRE_RESISTIVE TOUCH PANEL | 6073550 | 6741640.5 | WIRE_GUI_4-WIRE_RESISTIVE TOUCH PANEL | GENIUS
3132204900 | Genius - WIRE LCD FG TO FG | 5581100 | 6195021 | WIRE LCD FG TO FG | GENIUS
3102124100 | Genius - COVER_LCD_REAR | 10341450 | 11479009.5 | COVER_LCD_REAR | GENIUS
3102118200 | Genius - BLOCK_LCD_REAR | 10833900 | 12025629 | BLOCK_LCD_REAR | GENIUS
3102125700 | Genius - BRKT_LCD_REAR | 6073550 | 6741640.5 | BRKT_LCD_REAR | GENIUS
3408912300 | Genius - RUBBER_TN-27 | 5088650 | 5648401.5 | RUBBER_TN-27 | GENIUS
3. POWER SUPPLY & CONTROL SYSTEM |  |  | 0 |  | GENIUS
3101102312 | Genius - RF15 MFR AMP BOARD ASS'Y | 130170950 | 144489754.5 | RF15 MFR AMP BOARD ASS'Y | GENIUS
3101102615 | Genius - RF15 CONTROL BOARD ASS'Y | 40052600 | 44458386 | RF15 CONTROL BOARD ASS'Y | GENIUS
3306904110 | Genius - CHEETAH SPI HOST ADAPTER | 101444700 | 112603617 | CHEETAH SPI HOST ADAPTER | GENIUS
3305004101 | Genius - PC_BOARD_SET_RF15 | 108831450 | 120802909.5 | PC_BOARD_SET_RF15 | GENIUS
3305003310 | Genius - GUI-SOUND-AMP-BOARD | 11818800 | 13118868 | GUI-SOUND-AMP-BOARD | GENIUS
3305003500 | Genius - RF15 MOTOR DRIVER BOARD ASSY | 8207500 | 9110325 | RF15 MOTOR DRIVER BOARD ASSY | GENIUS
3102210621 | Genius - SMPS WIRE | 82075000 | 91103250 | SMPS WIRE | GENIUS
3101402210 | Genius - RF15 UPDATE BOARD ASSY | 9192400 | 10203564 | RF15 UPDATE BOARD ASSY | GENIUS
3101402810 | Genius - RF15 MCU BOARD ASSY | 21339500 | 23686845 | RF15 MCU BOARD ASSY | GENIUS
3101403411 | Genius - RF15 SYSTEM INTERFACE BOARD ASSY | 43335600 | 48102516 | RF15 SYSTEM INTERFACE BOARD ASSY | GENIUS
3101404811 | Genius - RF15 MFR SYSTEM CONNECTOR BOARD ASSY | 23965900 | 26602149 | RF15 MFR SYSTEM CONNECTOR BOARD ASSY | GENIUS
3101502000 | Genius - SHEET_INSULATOR_INTERFACE_BOARD | 6566000 | 7288260 | SHEET_INSULATOR_INTERFACE_BOARD | GENIUS
3101502100 | Genius - SHEET_INSULATOR_M_D_BOARD | 6073550 | 6741640.5 | SHEET_INSULATOR_M_D_BOARD | GENIUS
3101502200 | Genius - SHEET_INSULATOR_RF_AMP_BOARD | 6566000 | 7288260 | SHEET_INSULATOR_RF_AMP_BOARD | GENIUS
3101502300 | Genius - SHEET_INSULATOR_RF_CT_BOARD | 6566000 | 7288260 | SHEET_INSULATOR_RF_CT_BOARD | GENIUS
3101501900 | Genius - SHEET_INSULATOR_PC_BOARD | 6073550 | 6741640.5 | SHEET_INSULATOR_PC_BOARD | GENIUS
4. MECHANICAL PART |  |  | 0 |  | GENIUS
3102123801 | Genius - COVER_FRONT_TOP | 14937650 | 16580791.5 | COVER_FRONT_TOP | GENIUS
3102123901 | Genius - COVER_FRONT_TOP-DECO | 9192400 | 10203564 | COVER_FRONT_TOP-DECO | GENIUS
3102123701 | Genius - COVER_FRONT_BOTTOM | 20190450 | 22411399.5 | COVER_FRONT_BOTTOM | GENIUS
3102212710 | Genius - WIRE RF15 EMERGENCY SWITCH | 11326350 | 12572248.5 | WIRE RF15 EMERGENCY SWITCH | GENIUS
3306217100 | Genius - POWER BUTTON SWITCH | 8699950 | 9656944.5 | POWER BUTTON SWITCH | GENIUS
3102213100 | Genius - WIRE RF15 POWER BUTTON | 5581100 | 6195021 | WIRE RF15 POWER BUTTON | GENIUS
3102124201 | Genius - COVER_SIDE-L | 24950800 | 27695388 | COVER_SIDE-L | GENIUS
3306400600 | Genius - REED SENSOR | 5088650 | 5648401.5 | REED SENSOR | GENIUS
3102124301 | Genius - COVER_SIDE-R | 24950800 | 27695388 | COVER_SIDE-R | GENIUS
3102116202 | Genius - COVER_REAR | 13460300 | 14940933 | COVER_REAR | GENIUS
3102116101 | Genius - COVER_CONNECTOR_EXTERIOR | 8207500 | 9110325 | COVER_CONNECTOR_EXTERIOR | GENIUS
3112102400 | Genius - HOOK-FOOT SWITCH | 6073550 | 6741640.5 | HOOK-FOOT SWITCH | GENIUS
3102116300 | Genius - COVER_UPDATE_BOARD | 10341450 | 11479009.5 | COVER_UPDATE_BOARD | GENIUS
3102116401 | Genius - COVER_USB | 5581100 | 6195021 | COVER_USB | GENIUS
3102117304 | Genius - BASE | 54826100 | 60856971 | BASE | GENIUS
3408100900 | Genius - CASTER | 6566000 | 7288260 | CASTER | GENIUS
3101803701 | Genius - FRONT_HANDLE | 25443250 | 28242007.5 | FRONT_HANDLE | GENIUS
3306700100 | Genius - GND TERMINAL | 5088650 | 5648401.5 | GND TERMINAL | GENIUS
3102212610 | Genius - WIRE RF15 FOOT SWITCH | 6073550 | 6741640.5 | WIRE RF15 FOOT SWITCH | GENIUS
3306218500 | Genius - Fusedrawer_4301.1401 | 5088650 | 5648401.5 | Fusedrawer_4301.1401 | GENIUS
3306218400 | Genius - AC Power Entry Modules_KFA 4301.8053 | 9684850 | 10750183.5 | AC Power Entry Modules_KFA 4301.8053 | GENIUS
3306201200 | Genius - FUSE | 5088650 | 5648401.5 | FUSE | GENIUS
3102210700 | Genius - INNET N WIRE | 5088650 | 5648401.5 | INNET N WIRE | GENIUS
3102210810 | Genius - INNET L WIRE | 5088650 | 5648401.5 | INNET L WIRE | GENIUS
3102210903 | Genius - INNET GND WIRE | 5088650 | 5648401.5 | INNET GND WIRE | GENIUS
3101802101 | Genius - ASSY_BASE_STAND | 23965900 | 26602149 | ASSY_BASE_STAND | GENIUS
831021252C000 | Genius - Assembly_STAND | 80925950 | 89827804.5 | Assembly_STAND | GENIUS
3102120901 | Genius - SPRING_STAND_LEAF | 8699950 | 9656944.5 | SPRING_STAND_LEAF | GENIUS
3102125100 | Genius - CLIP_STAND | 5581100 | 6195021 | CLIP_STAND | GENIUS
3100629201 | Genius - HOLDER_HANDPIECE | 9192400 | 10203564 | HOLDER_HANDPIECE | GENIUS
3012207300 | Genius - FOOT SWITCH | 16579150 | 18402856.5 | FOOT SWITCH | GENIUS
5. HARNESS |  |  | 0 |  | GENIUS
3102210010 | Genius - MFR DCPS WIRE | 6566000 | 7288260 | MFR DCPS WIRE | GENIUS
3102210100 | Genius - SMPS 72VDC WIRE | 6073550 | 6741640.5 | SMPS 72VDC WIRE | GENIUS
3102210210 | Genius - MFR 72VDC WIRE | 5581100 | 6195021 | MFR 72VDC WIRE | GENIUS
3102210300 | Genius - SMPS 12VDC WIRE | 6073550 | 6741640.5 | SMPS 12VDC WIRE | GENIUS
3102210410 | Genius - SMPS 24VDC WIRE | 6073550 | 6741640.5 | SMPS 24VDC WIRE | GENIUS
3102212000 | Genius - WIRE RF15 BUTTON SWITCH | 9192400 | 10203564 | WIRE RF15 BUTTON SWITCH | GENIUS
3102211400 | Genius - WIRE RF15 UPDATE | 8699950 | 9656944.5 | WIRE RF15 UPDATE | GENIUS
3102211510 | Genius - WIRE RF15 POWER CONTROL | 7715050 | 8563705.5 | WIRE RF15 POWER CONTROL | GENIUS
3102211600 | Genius - WIRE RF15 SYSTEM POWER | 5581100 | 6195021 | WIRE RF15 SYSTEM POWER | GENIUS
3102211700 | Genius - WIRE RF15 PC POWER | 6073550 | 6741640.5 | WIRE RF15 PC POWER | GENIUS
3102211800 | Genius - WIRE RF15 SYSTEM MFR | 7715050 | 8563705.5 | WIRE RF15 SYSTEM MFR | GENIUS
3102211900 | Genius - WIRE RF15 SYSTEM MFR CONNECTOR | 8207500 | 9110325 | WIRE RF15 SYSTEM MFR CONNECTOR | GENIUS
3102210500 | Genius - MFR AMP CHECK WIRE | 6073550 | 6741640.5 | MFR AMP CHECK WIRE | GENIUS
3102212110 | Genius - WIRE RF15 RF CABLE | 6073550 | 6741640.5 | WIRE RF15 RF CABLE | GENIUS
3102212220 | Genius - WIRE RF15 MOTOR CABLE | 6073550 | 6741640.5 | WIRE RF15 MOTOR CABLE | GENIUS
3102212410 | Genius - WIRE RF15 PC UART | 5581100 | 6195021 | WIRE RF15 PC UART | GENIUS
3102212520 | Genius - WIRE RF15 PC POWER BUTTON | 6073550 | 6741640.5 | WIRE RF15 PC POWER BUTTON | GENIUS
3102212810 | Genius - WIRE RF15 GUI UPDATE | 9192400 | 10203564 | WIRE RF15 GUI UPDATE | GENIUS
3102213200 | Genius - WIRE RF15 GUI CHEETAH | 8699950 | 9656944.5 | WIRE RF15 GUI CHEETAH | GENIUS
3122210101 | Genius - WIRE GUI SOUND SPEAKER | 6073550 | 6741640.5 | WIRE GUI SOUND SPEAKER | GENIUS
3122210201 | Genius - WIRE-GUI-SOUND-POWER | 6566000 | 7288260 | WIRE-GUI-SOUND-POWER | GENIUS
3122210301 | Genius - WIRE GUI SOUND INPUT | 6073550 | 6741640.5 | WIRE GUI SOUND INPUT | GENIUS
3102211010 | Genius - MFR RF WIRE 1 | 8699950 | 9656944.5 | MFR RF WIRE 1 | GENIUS
3102211110 | Genius - MFR RF WIRE 2 | 8699950 | 9656944.5 | MFR RF WIRE 2 | GENIUS
3102211200 | Genius - FAN WIRE | 11326350 | 12572248.5 | FAN WIRE | GENIUS
3012260510 | Genius - WIRE_DOOR LOCK WIRE | 6073550 | 6741640.5 | WIRE_DOOR LOCK WIRE | GENIUS
3306507500 | Genius - POWER CORD SETS_6051.2093(220V) | 7058450 | 7834879.5 | POWER CORD SETS_6051.2093(220V) | GENIUS
3306509800 | Genius - POWER CORD_233008-06_미국(100VAC)_QUALTEK | Contact sales | Contact sales | POWER CORD_233008-06_미국(100VAC)_QUALTEK | GENIUS
6. ACCESSORY |  |  | 0 |  | GENIUS
4100503600 | Genius - GOGGLE_PATIENT | Contact sales | Contact sales | GOGGLE_PATIENT | GENIUS
831006332C000 | Genius - Assembly_Dummy Tip | Contact sales | Contact sales | Assembly_Dummy Tip | GENIUS
3100904500 | Genius - ASSY_HANDPIECE_CLIP | Contact sales | Contact sales | ASSY_HANDPIECE_CLIP | GENIUS
6100415001 | Genius - HYBRID COOLING CLIP SET(RF15) | Contact sales | Contact sales | HYBRID COOLING CLIP SET(RF15) | GENIUS
3100904200 | Genius - ASSY_HYBRID_COOLING_CONNECTOR | Contact sales | Contact sales | ASSY_HYBRID_COOLING_CONNECTOR | GENIUS
6100451001 | Genius - HANDPIECE ASSY_LUTRONIC GENIUS | Contact sales | Contact sales | HANDPIECE ASSY_LUTRONIC GENIUS | GENIUS
6100452001 | Genius - GENIUS M HANDPIECE_LUTRONIC GENIUS | Contact sales | Contact sales | GENIUS M HANDPIECE_LUTRONIC GENIUS | GENIUS
3137101300 | Genius - FOOT SWITCH ASSY | Contact sales | Contact sales | FOOT SWITCH ASSY | GENIUS